## Intro
Appendix E
Failing Septic Analysis

## Method
Method
Failing septic systems represent non-permitted (nonpoint) sources that can contribute fecal coliform to receiving waterbodies through surface or subsurface flow. Although categorized as nonpoint sources (part of the load allocation in the TMDL equation), for modeling purposes it was most practical to model failing septic systems as continuous flow sources in the MDAS.
GIS shapefiles identifying the location of public sewer systems were used to identify sewered areas in the watersheds. GIS shapefiles developed to track all addressable structures in West Virginia for 911 emergency purposes were used to determine the locations of structures with potentially failing septic systems in the fecal coliform TMDL watersheds.
In the first step of the analysis, structures falling within known sewered areas were excluded from further consideration. Secondly, homes located more than 100 meters from a stream were excluded and not considered significant potential sources of fecal coliform because of the natural attenuation of fecal coliform concentrations that occurs because of bacterial die-off during overland travel. The remaining structures were assigned spatially to subwatersheds in the TMDL model.
Structures were further stratified by geographic zones of septic failure based on soil characteristics and geology. Estimated septic system failure rates across the watershed range from three percent to 28 percent. Table E-1 shows the percentage of homes assumed to be experiencing septic system failure within each of the four septic zones.
Table E-1. Septic failure rates in septic failure zones
Type | Zone
| Very Low | Low | Medium | High
Percent Homes with Periodic Failure | 3% | 7% | 13% | 19%
Percent Homes with Complete Failure | 5% | 10% | 24% | 28%
Under WVDEP guidance, it was assumed that 54 percent of the non-sewered structures in each subwatershed were inhabited homes with septic systems. To determine the number of houses occuring within each septic failure zone, 54% of the remaining structures (those not within a sewered area and located within 100 meters) was calculated within each zone. Multiple septic failure zones occur within a subwatershed area.
To calculate failing septic wastewater flows, two types of failure were considered: complete failure and periodic failure. For the purposes of this analysis, complete failure was defined as 50 gallons per house per day of untreated sewage escaping a septic system as overland flow to receiving waters. Periodic failure was defined as 25 gallons per house per day of untreated sewage escaping a septic system as overland flow to receiving waters. Both types of failure were modeled as daily, year-round flows to simplify calculations.
Once failing septic flows had been developed, an appropriate fecal coliform concentration was determined at the TMDL watershed scale. Based on past experience with other West Virginia TMDLs, a concentration of 10,000 counts per 100 mL was used as a beginning concentration for failing septics. This concentration was further refined during model calibration at the subwatershed scale. A sensitivity analysis was performed by varying the modeled failing septic concentrations in multiple model runs, and then comparing model output to pre-TMDL monitoring data.
Total annual loads for failing septic sources are presented in the 'Failing Septics' tab of this workbook. The estimated number of houses with septic systems occurring in each geologically derived failing septic zone are listed, along with annual loads broken out for the percentage of these houses that were estimated to be experiencing complete and seasonal failure. An average annual load per house is also provided.

## Hughes Failing Septics
Watershed | TMDL Watershed | FINALCODE | Stream Name | WV Code | SUBID | Houses Occurring in Very Low Failure Zone | Houses Occurring in Low Failure Zone | Houses Occurring in Medium Failure Zone | Seasonal Failure Load (counts/year) | Complete Failure Load (counts/year) | Total Failure Load (counts/year) | Average Load Per House (counts/year)
Hughes River | Hughes River | WV-OLK-31 | Hughes River | WVLKH | 101 | 0 | 12.58 | 2.38 | 10283028647.8177 | 31612968071.5768 | 41895996719.3946 | 2800534540.0665
Hughes River | Hughes River | WV-OLK-31-B | Silver Run | WVLKH-1 | 102 | 0 | 0.34 | 0 | 205660572.9564 | 587601637.0182 | 793262209.9745 | 2333124146.9839
Hughes River | Hughes River | WV-OLK-31 | Hughes River | WVLKH | 103 | 0 | 3.74 | 0 | 2262266302.5199 | 6463618007.1997 | 8725884309.7196 | 2333124146.9839
Hughes River | Hughes River | WV-OLK-31-C | Lyda Run | WVLKH-2 | 104 | 0 | 0.68 | 0 | 411321145.9127 | 1175203274.0363 | 1586524419.949 | 2333124146.9839
Hughes River | Hughes River | WV-OLK-31 | Hughes River | WVLKH | 105 | 0 | 2.72 | 0 | 1645284583.6508 | 4700813096.1453 | 6346097679.7961 | 2333124146.9839
Hughes River | Gooseneck Run | WV-OLK-31-D | Gooseneck Run | WVLKH-3 | 106 | 0 | 1.36 | 0 | 822642291.8254 | 2350406548.0726 | 3173048839.898 | 2333124146.9839
Hughes River | Hughes River | WV-OLK-31 | Hughes River | WVLKH | 107 | 0 | 8.16 | 0 | 4935853750.9525 | 14102439288.4358 | 19038293039.3883 | 2333124146.9839
Hughes River | Goose Creek | WV-OLK-31-E | Goose Creek | WVLKH-4 | 108 | 0 | 2.72 | 0 | 1645284583.6508 | 4700813096.1453 | 6346097679.7961 | 2333124146.9839
Hughes River | Goose Creek | WV-OLK-31-E-1 | Fox Run |  | 109 | 0 | 0 | 0 | 0 | 0 | 0 | 0
Hughes River | Goose Creek | WV-OLK-31-E | Goose Creek | WVLKH-4 | 110 | 0 | 0 | 0 | 0 | 0 | 0 | 0
Hughes River | Goose Creek | WV-OLK-31-E-2 | Lick Run | WVLKH-4-A | 111 | 0 | 0 | 3.4 | 3819410640.618 | 14102439288.4358 | 17921849929.0538 | 5271132332.0746
Hughes River | Goose Creek | WV-OLK-31-E | Goose Creek | WVLKH-4 | 112 | 0 | 0 | 0 | 0 | 0 | 0 | 0
Hughes River | Goose Creek | WV-OLK-31-E-3 | Second Big Run | WVLKH-4-B | 113 | 0 | 0 | 0.68 | 763882128.1236 | 2820487857.6872 | 3584369985.8108 | 5271132332.0746
Hughes River | Goose Creek | WV-OLK-31-E | Goose Creek | WVLKH-4 | 114 | 0 | 0 | 0 | 0 | 0 | 0 | 0
Hughes River | Goose Creek | WV-OLK-31-E-4 | Combs Run | WVLKH-4-C | 115 | 0 | 0 | 0 | 0 | 0 | 0 | 0
Hughes River | Goose Creek | WV-OLK-31-E | Goose Creek | WVLKH-4 | 116 | 0 | 0 | 0 | 0 | 0 | 0 | 0
Hughes River | Goose Creek | WV-OLK-31-E-6 | Ellison Run | WVLKH-4-D | 117 | 0 | 0.34 | 0 | 205660572.9564 | 587601637.0182 | 793262209.9745 | 2333124146.9839
Hughes River | Goose Creek | WV-OLK-31-E | Goose Creek | WVLKH-4 | 118 | 0 | 0.68 | 0.68 | 1175203274.0363 | 3995691131.7235 | 5170894405.7598 | 3802128239.5292
Hughes River | Goose Creek | WV-OLK-31-E-7 | Pigeonroost Run | WVLKH-4-E | 119 | 0 | 0 | 0.34 | 381941064.0618 | 1410243928.8436 | 1792184992.9054 | 5271132332.0746
Hughes River | Goose Creek | WV-OLK-31-E | Goose Creek | WVLKH-4 | 120 | 0 | 0 | 0.68 | 763882128.1236 | 2820487857.6872 | 3584369985.8108 | 5271132332.0746
Hughes River | Goose Creek | WV-OLK-31-E-8 | Laurel Run | WVLKH-4-F | 121 | 0 | 0 | 2.38 | 2673587448.4326 | 9871707501.905 | 12545294950.3376 | 5271132332.0746
Hughes River | Goose Creek | WV-OLK-31-E | Goose Creek | WVLKH-4 | 122 | 0 | 1.36 | 0 | 822642291.8254 | 2350406548.0726 | 3173048839.898 | 2333124146.9839
Hughes River | Goose Creek | WV-OLK-31-E-11 | Oil Spring Run | WVLKH-4-G | 123 | 0 | 2.38 | 5.78 | 7932622099.7451 | 28087358249.4679 | 36019980349.213 | 4414213278.0898
Hughes River | Goose Creek | WV-OLK-31-E | Goose Creek | WVLKH-4 | 124 | 0 | 1.7 | 0 | 1028302864.7818 | 2938008185.0908 | 3966311049.8726 | 2333124146.9839
Hughes River | Goose Creek | WV-OLK-31-E-13 | Myers Fork | WVLKH-4-H | 125 | 0 | 0 | 1.7 | 1909705320.309 | 7051219644.2179 | 8960924964.5269 | 5271132332.0746
Hughes River | Goose Creek | WV-OLK-31-E-13-B | UNT/Myers Fork RM 3.01 |  | 126 | 0 | 0 | 0 | 0 | 0 | 0 | 0
Hughes River | Goose Creek | WV-OLK-31-E-13 | Myers Fork | WVLKH-4-H | 127 | 0 | 0 | 1.36 | 1527764256.2472 | 5640975715.3743 | 7168739971.6215 | 5271132332.0746
Hughes River | Goose Creek | WV-OLK-31-E-14 | Lynn Run | WVLKH-4-H.5 | 128 | 0 | 0 | 1.36 | 1527764256.2472 | 5640975715.3743 | 7168739971.6215 | 5271132332.0746
Hughes River | Goose Creek | WV-OLK-31-E | Goose Creek | WVLKH-4 | 129 | 0 | 5.44 | 0 | 3290569167.3017 | 9401626192.2905 | 12692195359.5922 | 2333124146.9839
Hughes River | Goose Creek | WV-OLK-31-E-17 | Long Run | WVLKH-4-I | 130 | 0 | 1.02 | 7.48 | 27059055384.686 | 98364514036.839 | 125423569421.525 | 14755714049.5912
Hughes River | Goose Creek | WV-OLK-31-E-18 | Short Run | WVLKH-4-J | 131 | 0 | 0.34 | 1.7 | 63460976797.9609 | 229164638437.081 | 292625615235.042 | 143443929036.785
Hughes River | Goose Creek | WV-OLK-31-E | Goose Creek | WVLKH-4 | 132 | 0 | 10.54 | 1.36 | 7903242017.8942 | 23856626462.9371 | 31759868480.8314 | 2668896510.9942
Hughes River | Goose Creek | WV-OLK-31-E-24 | Marietta Run | WVLKH-4-K | 133 | 0 | 0 | 0.68 | 763882128.1236 | 2820487857.6872 | 3584369985.8108 | 5271132332.0746
Hughes River | Goose Creek | WV-OLK-31-E-24-A | Elliotts Run | WVLKH-4-K-1 | 134 | 0 | 0 | 3.4 | 3819410640.618 | 14102439288.4358 | 17921849929.0538 | 5271132332.0746
Hughes River | Goose Creek | WV-OLK-31-E-24 | Marietta Run | WVLKH-4-K | 135 | 0 | 0 | 11.9 | 13367937242.1631 | 49358537509.5252 | 62726474751.6882 | 5271132332.0746
Hughes River | Goose Creek | WV-OLK-31-E-25 | Nutter Fork | WVLKH-4-L | 136 | 0 | 0 | 0 | 0 | 0 | 0 | 0
Hughes River | Goose Creek | WV-OLK-31-E-25-A | UNT/Nutter Fork RM 0.91 | WVLKH-4-L-1 | 137 | 0 | 0 | 3.06 | 3437469576.5562 | 12692195359.5922 | 16129664936.1484 | 5271132332.0746
Hughes River | Goose Creek | WV-OLK-31-E-25 | Nutter Fork | WVLKH-4-L | 138 | 0 | 0 | 3.4 | 3819410640.618 | 14102439288.4358 | 17921849929.0538 | 5271132332.0746
Hughes River | Goose Creek | WV-OLK-31-E | Goose Creek | WVLKH-4 | 139 | 0 | 6.8 | 0.34 | 4495152523.1889 | 13162276669.2067 | 17657429192.3956 | 2473029298.6549
Hughes River | Goose Creek | WV-OLK-31-E-28 | Buck Run | WVLKH-4-M | 140 | 0 | 1.7 | 0.34 | 1410243928.8436 | 4348252113.9344 | 5758496042.7779 | 2822792177.8323
Hughes River | Goose Creek | WV-OLK-31-E | Goose Creek | WVLKH-4 | 141 | 0 | 4.08 | 0 | 2467926875.4763 | 7051219644.2179 | 9519146519.6941 | 2333124146.9839
Hughes River | Goose Creek | WV-OLK-31-E-31 | Brushy Fork | WVLKH-4-N | 142 | 0 | 0 | 8.16 | 9166585537.4832 | 33845854292.2458 | 43012439829.729 | 5271132332.0746
Hughes River | Goose Creek | WV-OLK-31-E | Goose Creek | WVLKH-4 | 143 | 0 | 1.36 | 9.18 | 11135051021.4941 | 40426992626.8491 | 51562043648.3432 | 4892034501.7403
Hughes River | Goose Creek | WV-OLK-31-E-36 | Layfields Run | WVLKH-4-O | 144 | 0 | 0 | 7.14 | 8020762345.2978 | 29615122505.7151 | 37635884851.0129 | 5271132332.0746
Hughes River | Goose Creek | WV-OLK-31-E | Goose Creek | WVLKH-4 | 145 | 0 | 0 | 5.1 | 5729115960.927 | 21153658932.6536 | 26882774893.5806 | 5271132332.0746
Hughes River | Goose Creek | WV-OLK-31-E-39 | Wolf Run | WVLKH-4-P | 146 | 0 | 0 | 0.68 | 763882128.1236 | 2820487857.6872 | 3584369985.8108 | 5271132332.0746
Hughes River | Goose Creek | WV-OLK-31-E | Goose Creek | WVLKH-4 | 147 | 0 | 0 | 8.16 | 9166585537.4832 | 33845854292.2458 | 43012439829.729 | 5271132332.0746
Hughes River | Goose Creek | WV-OLK-31-E-41 | Douglas Run | WVLKH-4-Q | 148 | 0 | 0 | 5.44 | 6111057024.9888 | 22563902861.4972 | 28674959886.486 | 5271132332.0746
Hughes River | Goose Creek | WV-OLK-31-E-41-B | Meadow Run |  | 149 | 0 | 0 | 4.76 | 5347174896.8652 | 19743415003.8101 | 25090589900.6753 | 5271132332.0746
Hughes River | Goose Creek | WV-OLK-31-E-41 | Douglas Run | WVLKH-4-Q | 150 | 0 | 0 | 2.72 | 3055528512.4944 | 11281951430.7486 | 14337479943.243 | 5271132332.0746
Hughes River | Goose Creek | WV-OLK-31-E | Goose Creek | WVLKH-4 | 151 | 0 | 0 | 22.78 | 25590051292.1407 | 94486343232.5194 | 120076394524.66 | 5271132332.0746
Hughes River | Hughes River | WV-OLK-31 | Hughes River | WVLKH | 152 | 0 | 4.08 | 0 | 2467926875.4763 | 7051219644.2179 | 9519146519.6941 | 2333124146.9839
Hughes River | Hughes River | WV-OLK-31-F | Rock Run | WVLKH-5 | 153 | 0 | 0 | 0 | 0 | 0 | 0 | 0
Hughes River | Hughes River | WV-OLK-31 | Hughes River | WVLKH | 154 | 0 | 0 | 0 | 0 | 0 | 0 | 0
Hughes River | Hughes River | WV-OLK-31-G | Little Island Run | WVLKH-6 | 155 | 0 | 0 | 2.38 | 2673587448.4326 | 9871707501.905 | 12545294950.3376 | 5271132332.0746
Hughes River | Hughes River | WV-OLK-31 | Hughes River | WVLKH | 156 | 0 | 0.34 | 0 | 205660572.9564 | 587601637.0182 | 793262209.9745 | 2333124146.9839
Hughes River | Lick Run | WV-OLK-31-H | Lick Run | WVLKH-7 | 157 | 0 | 0.34 | 0 | 205660572.9564 | 587601637.0182 | 793262209.9745 | 2333124146.9839
Hughes River | Lick Run | WV-OLK-31-H-1 | UNT/Lick Run RM 0.36 |  | 158 | 0 | 0 | 0 | 0 | 0 | 0 | 0
Hughes River | Lick Run | WV-OLK-31-H | Lick Run | WVLKH-7 | 159 | 0 | 0 | 0 | 0 | 0 | 0 | 0
Hughes River | Hughes River | WV-OLK-31 | Hughes River | WVLKH | 160 | 0 | 2.38 | 2.38 | 4113211459.1271 | 13984918961.0321 | 18098130420.1592 | 3802128239.5292
Hughes River | Hughes River | WV-OLK-31-J | Flint Run | WVLKH-8 | 161 | 0 | 0 | 8.16 | 274997566124.497 | 1.0154e+12 | 1.2904e+12 | 158133969962.239
Hughes River | Hughes River | WV-OLK-31 | Hughes River | WVLKH | 162 | 0 | 9.52 | 0 | 5758496042.7779 | 16452845836.5084 | 22211341879.2863 | 2333124146.9839
Hughes River | South Fork/Hughes River | WV-OLK-31-K | South Fork/Hughes River | WVLKH-9 | 201 | 0 | 0 | 0 | 0 | 0 | 0 | 0
Hughes River | South Fork/Hughes River | WV-OLK-31-K-1 | Locust Run | WVLKH-9-A | 202 | 0 | 0 | 0.34 | 381941064.0618 | 1410243928.8436 | 1792184992.9054 | 5271132332.0746
Hughes River | South Fork/Hughes River | WV-OLK-31-K | South Fork/Hughes River | WVLKH-9 | 203 | 0 | 3.4 | 0 | 2056605729.5635 | 5876016370.1816 | 7932622099.7451 | 2333124146.9839
Hughes River | South Fork/Hughes River | WV-OLK-31-K-4 | Big Island Run | WVLKH-9-C | 204 | 0 | 1.36 | 3.06 | 127803356051.449 | 451278057229.944 | 579081413281.3929 | 131013894407.555
Hughes River | South Fork/Hughes River | WV-OLK-31-K-4-B | Drift Fork | WVLKH-9-C-2 | 205 | 0 | 0 | 8.84 | 9930467665.6068 | 36666342149.933 | 46596809815.5398 | 5271132332.0746
Hughes River | South Fork/Hughes River | WV-OLK-31-K-4 | Big Island Run | WVLKH-9-C | 206 | 0 | 0 | 11.9 | 13367937242.1631 | 49358537509.5252 | 62726474751.6882 | 5271132332.0746
Hughes River | South Fork/Hughes River | WV-OLK-31-K | South Fork/Hughes River | WVLKH-9 | 207 | 0 | 0.34 | 0 | 205660572.9564 | 587601637.0182 | 793262209.9745 | 2333124146.9839
Hughes River | South Fork/Hughes River | WV-OLK-31-K-5 | UNT/South Fork RM 1.87/Hughes River | WVLKH-9-C.5 | 208 | 0 | 0 | 1.36 | 1527764256.2472 | 5640975715.3743 | 7168739971.6215 | 5271132332.0746
Hughes River | South Fork/Hughes River | WV-OLK-31-K | South Fork/Hughes River | WVLKH-9 | 209 | 0 | 3.74 | 0 | 2262266302.5199 | 6463618007.1997 | 8725884309.7196 | 2333124146.9839
Hughes River | South Fork/Hughes River | WV-OLK-31-K-6 | Bear Run | WVLKH-9-D | 210 | 0 | 0 | 0.34 | 381941064.0618 | 1410243928.8436 | 1792184992.9054 | 5271132332.0746
Hughes River | South Fork/Hughes River | WV-OLK-31-K-6 | Bear Run | WVLKH-9-D | 211 | 0 | 0 | 0 | 0 | 0 | 0 | 0
Hughes River | South Fork/Hughes River | WV-OLK-31-K | South Fork/Hughes River | WVLKH-9 | 212 | 0 | 6.46 | 0 | 3907550886.1707 | 11164431103.345 | 15071981989.5157 | 2333124146.9839
Hughes River | South Fork/Hughes River | WV-OLK-31-K-7 | Louthers Run | WVLKH-9-E | 213 | 0 | 0 | 0.34 | 381941064.0618 | 1410243928.8436 | 1792184992.9054 | 5271132332.0746
Hughes River | South Fork/Hughes River | WV-OLK-31-K | South Fork/Hughes River | WVLKH-9 | 214 | 0 | 0 | 0 | 0 | 0 | 0 | 0
Hughes River | South Fork/Hughes River | WV-OLK-31-K-8 | UNT/South Fork RM 5.98/Hughes River | WVLKH-9-E.3 | 215 | 0 | 0 | 0 | 0 | 0 | 0 | 0
Hughes River | South Fork/Hughes River | WV-OLK-31-K | South Fork/Hughes River | WVLKH-9 | 216 | 0 | 9.52 | 0 | 5758496042.7779 | 16452845836.5084 | 22211341879.2863 | 2333124146.9839
Hughes River | South Fork/Hughes River | WV-OLK-31-K-13 | Laurel Run | WVLKH-9-F | 217 | 0 | 0.68 | 2.38 | 92547257830.3597 | 331407323278.24 | 423954581108.6 | 138547248728.301
Hughes River | South Fork/Hughes River | WV-OLK-31-K-13-B | UNT/Laurel Run RM 1.57 |  | 218 | 0 | 0 | 0.34 | 381941064.0618 | 1410243928.8436 | 1792184992.9054 | 5271132332.0746
Hughes River | South Fork/Hughes River | WV-OLK-31-K-13 | Laurel Run | WVLKH-9-F | 219 | 0 | 0 | 4.08 | 4583292768.7416 | 16922927146.1229 | 21506219914.8645 | 5271132332.0746
Hughes River | South Fork/Hughes River | WV-OLK-31-K | South Fork/Hughes River | WVLKH-9 | 220 | 0 | 4.42 | 0.34 | 3055528512.4944 | 9049065210.0796 | 12104593722.574 | 2542981874.4903
Hughes River | South Fork/Hughes River | WV-OLK-31-K-15 | Macfarlan Creek | WVLKH-9-G | 221 | 0 | 1.7 | 0 | 30849085943.4533 | 88140245552.7237 | 118989331496.177 | 69993724409.5159
Hughes River | South Fork/Hughes River | WV-OLK-31-K-15-A | Left Fork/Macfarlan Creek | WVLKH-9-G-1 | 222 | 0 | 0 | 0 | 0 | 0 | 0 | 0
Hughes River | South Fork/Hughes River | WV-OLK-31-K-15-A-1 | UNT/Left Fork RM 0.74/Macfarlan Creek |  | 223 | 0 | 0 | 0 | 0 | 0 | 0 | 0
Hughes River | South Fork/Hughes River | WV-OLK-31-K-15-A | Left Fork/Macfarlan Creek | WVLKH-9-G-1 | 224 | 0 | 0 | 1.36 | 15277642562.4721 | 56409757153.7431 | 71687399716.2152 | 52711323320.7465
Hughes River | South Fork/Hughes River | WV-OLK-31-K-15 | Macfarlan Creek | WVLKH-9-G | 225 | 0 | 0 | 0.34 | 3819410640.618 | 14102439288.4358 | 17921849929.0538 | 52711323320.7465
Hughes River | South Fork/Hughes River | WV-OLK-31-K-15-D | UNT/Macfarlan Creek RM 3.12 |  | 226 | 0 | 0 | 0 | 0 | 0 | 0 | 0
Hughes River | South Fork/Hughes River | WV-OLK-31-K-15 | Macfarlan Creek | WVLKH-9-G | 227 | 0 | 0 | 0 | 0 | 0 | 0 | 0
Hughes River | South Fork/Hughes River | WV-OLK-31-K-15-F | UNT/Macfarlan Creek RM 4.21 |  | 228 | 0 | 0 | 0 | 0 | 0 | 0 | 0
Hughes River | South Fork/Hughes River | WV-OLK-31-K-15 | Macfarlan Creek | WVLKH-9-G | 229 | 0 | 0 | 0 | 0 | 0 | 0 | 0
Hughes River | South Fork/Hughes River | WV-OLK-31-K | South Fork/Hughes River | WVLKH-9 | 230 | 0 | 1.02 | 0 | 616981718.8691 | 1762804911.0545 | 2379786629.9235 | 2333124146.9839
Hughes River | South Fork/Hughes River | WV-OLK-31-K-16 | Dutchman Run | WVLKH-9-H | 231 | 0 | 1.36 | 12.58 | 44863384986.3363 | 163588295745.855 | 208451680732.191 | 14953492161.5632
Hughes River | South Fork/Hughes River | WV-OLK-31-K-16-C | Left Fork/Dutchman Run | WVLKH-9-H-1 | 232 | 0 | 0 | 6.46 | 7256880217.1742 | 26794634648.028 | 34051514865.2022 | 5271132332.0746
Hughes River | South Fork/Hughes River | WV-OLK-31-K-16 | Dutchman Run | WVLKH-9-H | 233 | 0 | 0 | 12.24 | 13749878306.2249 | 50768781438.3687 | 64518659744.5936 | 5271132332.0746
Hughes River | South Fork/Hughes River | WV-OLK-31-K | South Fork/Hughes River | WVLKH-9 | 234 | 0 | 8.84 | 0 | 5347174896.8652 | 15277642562.4721 | 20624817459.3373 | 2333124146.9839
Hughes River | South Fork/Hughes River | WV-OLK-31-K-18 | Big Cave Run | WVLKH-9-I | 235 | 0 | 0.34 | 0 | 205660572.9564 | 587601637.0182 | 793262209.9745 | 2333124146.9839
Hughes River | South Fork/Hughes River | WV-OLK-31-K | South Fork/Hughes River | WVLKH-9 | 236 | 0 | 5.44 | 0 | 3290569167.3017 | 9401626192.2905 | 12692195359.5922 | 2333124146.9839
Hughes River | South Fork/Hughes River | WV-OLK-31-K-20 | Indian Creek | WVLKH-9-J | 237 | 0 | 0.34 | 0 | 205660572.9564 | 587601637.0182 | 793262209.9745 | 2333124146.9839
Hughes River | South Fork/Hughes River | WV-OLK-31-K-20-A | UNT/Indian Creek RM 0.06 | WVLKH-9-J-0.3 | 238 | 0 | 0 | 0 | 0 | 0 | 0 | 0
Hughes River | South Fork/Hughes River | WV-OLK-31-K-20 | Indian Creek | WVLKH-9-J | 239 | 0 | 3.74 | 0 | 2262266302.5199 | 6463618007.1997 | 8725884309.7196 | 2333124146.9839
Hughes River | South Fork/Hughes River | WV-OLK-31-K-20-C | Maberry Run | WVLKH-9-J-2 | 240 | 0 | 0 | 1.36 | 1527764256.2472 | 5640975715.3743 | 7168739971.6215 | 5271132332.0746
Hughes River | South Fork/Hughes River | WV-OLK-31-K-20 | Indian Creek | WVLKH-9-J | 241 | 0 | 6.46 | 0 | 3907550886.1707 | 11164431103.345 | 15071981989.5157 | 2333124146.9839
Hughes River | South Fork/Hughes River | WV-OLK-31-K-20-I | Plum Run | WVLKH-9-J-5 | 242 | 0 | 0 | 0.34 | 381941064.0618 | 1410243928.8436 | 1792184992.9054 | 5271132332.0746
Hughes River | South Fork/Hughes River | WV-OLK-31-K-20 | Indian Creek | WVLKH-9-J | 243 | 0 | 0.34 | 0 | 205660572.9564 | 587601637.0182 | 793262209.9745 | 2333124146.9839
Hughes River | South Fork/Hughes River | WV-OLK-31-K-20-L | Little Indian Run | WVLKH-9-J-7 | 244 | 0 | 0 | 1.02 | 1145823192.1854 | 4230731786.5307 | 5376554978.7161 | 5271132332.0746
Hughes River | South Fork/Hughes River | WV-OLK-31-K-20 | Indian Creek | WVLKH-9-J | 245 | 0 | 0 | 0.68 | 763882128.1236 | 2820487857.6872 | 3584369985.8108 | 5271132332.0746
Hughes River | South Fork/Hughes River | WV-OLK-31-K-20-O | King Knob Run | WVLKH-9-J-9 | 246 | 0 | 0 | 2.04 | 2291646384.3708 | 8461463573.0615 | 10753109957.4323 | 5271132332.0747
Hughes River | South Fork/Hughes River | WV-OLK-31-K-20 | Indian Creek | WVLKH-9-J | 247 | 0 | 0 | 0.68 | 763882128.1236 | 2820487857.6872 | 3584369985.8108 | 5271132332.0746
Hughes River | South Fork/Hughes River | WV-OLK-31-K-20-P | Indian Run | WVLKH-9-J-10 | 248 | 0 | 0 | 4.42 | 4965233832.8034 | 18333171074.9665 | 23298404907.7699 | 5271132332.0746
Hughes River | South Fork/Hughes River | WV-OLK-31-K-20 | Indian Creek | WVLKH-9-J | 249 | 0 | 0 | 6.12 | 6874939153.1124 | 25384390719.1844 | 32259329872.2968 | 5271132332.0746
Hughes River | South Fork/Hughes River | WV-OLK-31-K-20-U | Dog Run | WVLKH-9-J-11 | 250 | 0 | 0 | 2.72 | 3055528512.4944 | 11281951430.7486 | 14337479943.243 | 5271132332.0746
Hughes River | South Fork/Hughes River | WV-OLK-31-K-20-U-2 | UNT/Dog Run RM 1.39 |  | 251 | 0 | 0 | 7.14 | 8020762345.2978 | 29615122505.7151 | 37635884851.0129 | 5271132332.0746
Hughes River | South Fork/Hughes River | WV-OLK-31-K-20-U | Dog Run | WVLKH-9-J-11 | 252 | 0 | 0 | 6.8 | 7638821281.236 | 28204878576.8715 | 35843699858.1075 | 5271132332.0746
Hughes River | South Fork/Hughes River | WV-OLK-31-K-20 | Indian Creek | WVLKH-9-J | 253 | 0 | 0 | 12.24 | 13749878306.2249 | 50768781438.3687 | 64518659744.5936 | 5271132332.0746
Hughes River | South Fork/Hughes River | WV-OLK-31-K-20-Z | Chevaux de Frise Run | WVLKH-9-J-12 | 254 | 0 | 0 | 3.06 | 3437469576.5562 | 12692195359.5922 | 16129664936.1484 | 5271132332.0746
Hughes River | South Fork/Hughes River | WV-OLK-31-K-20-Z-2 | Davy Cain Run | WVLKH-9-J-12-A | 255 | 0 | 0 | 10.2 | 11458231921.854 | 42307317865.3073 | 53765549787.1613 | 5271132332.0746
Hughes River | South Fork/Hughes River | WV-OLK-31-K-20-Z | Chevaux de Frise Run | WVLKH-9-J-12 | 256 | 0 | 0 | 3.74 | 4201351704.6798 | 15512683217.2793 | 19714034921.9591 | 5271132332.0746
Hughes River | South Fork/Hughes River | WV-OLK-31-K-20-Z-5 | Twolick Run | WVLKH-9-J-12-B | 257 | 0 | 0 | 5.1 | 5729115960.927 | 21153658932.6536 | 26882774893.5806 | 5271132332.0746
Hughes River | South Fork/Hughes River | WV-OLK-31-K-20-Z | Chevaux de Frise Run | WVLKH-9-J-12 | 258 | 0 | 0 | 1.02 | 1145823192.1854 | 4230731786.5307 | 5376554978.7161 | 5271132332.0746
Hughes River | South Fork/Hughes River | WV-OLK-31-K-20-Z-6 | Adds Run | WVLKH-9-J-12-C | 259 | 0 | 0 | 0.68 | 763882128.1236 | 2820487857.6872 | 3584369985.8108 | 5271132332.0746
Hughes River | South Fork/Hughes River | WV-OLK-31-K-20-Z | Chevaux de Frise Run | WVLKH-9-J-12 | 260 | 0 | 0 | 12.58 | 14131819370.2867 | 52179025367.2123 | 66310844737.4989 | 5271132332.0746
Hughes River | South Fork/Hughes River | WV-OLK-31-K-20 | Indian Creek | WVLKH-9-J | 261 | 0 | 0 | 5.44 | 18333171074.9665 | 67691708584.4916 | 86024879659.4581 | 15813396996.2239
Hughes River | South Fork/Hughes River | WV-OLK-31-K-20-AB | Moyers Run | WVLKH-9-J-13 | 262 | 0 | 0 | 6.46 | 7256880217.1742 | 26794634648.028 | 34051514865.2022 | 5271132332.0746
Hughes River | South Fork/Hughes River | WV-OLK-31-K-20-AC | Den Run | WVLKH-9-J-14 | 263 | 0 | 0 | 8.5 | 9548526601.545 | 35256098221.0894 | 44804624822.6344 | 5271132332.0746
Hughes River | South Fork/Hughes River | WV-OLK-31-K-20 | Indian Creek | WVLKH-9-J | 264 | 0 | 0 | 12.58 | 14131819370.2867 | 52179025367.2123 | 66310844737.4989 | 5271132332.0746
Hughes River | South Fork/Hughes River | WV-OLK-31-K-20-AK | Bearwallow Run | WVLKH-9-J-16 | 265 | 0 | 0 | 3.4 | 3819410640.618 | 14102439288.4358 | 17921849929.0538 | 5271132332.0746
Hughes River | South Fork/Hughes River | WV-OLK-31-K-20 | Indian Creek | WVLKH-9-J | 266 | 0 | 0 | 5.1 | 5729115960.927 | 21153658932.6536 | 26882774893.5806 | 5271132332.0746
Hughes River | South Fork/Hughes River | WV-OLK-31-K | South Fork/Hughes River | WVLKH-9 | 267 | 0 | 5.1 | 0.34 | 3466849658.4071 | 10224268484.1159 | 13691118142.523 | 2516749658.552
Hughes River | South Fork/Hughes River | WV-OLK-31-K-21 | Lick Run | WVLKH-9-J.5 | 268 | 0 | 0 | 0.34 | 381941064.0618 | 1410243928.8436 | 1792184992.9054 | 5271132332.0746
Hughes River | South Fork/Hughes River | WV-OLK-31-K | South Fork/Hughes River | WVLKH-9 | 269 | 0 | 6.8 | 0 | 4113211459.1271 | 11752032740.3631 | 15865244199.4902 | 2333124146.9839
Hughes River | South Fork/Hughes River | WV-OLK-31-K-26 | Crab Run | WVLKH-9-K | 270 | 0 | 0 | 0.34 | 381941064.0618 | 1410243928.8436 | 1792184992.9054 | 5271132332.0746
Hughes River | South Fork/Hughes River | WV-OLK-31-K-26-A | UNT/Crab Run RM 0.76 |  | 271 | 0 | 0 | 0 | 0 | 0 | 0 | 0
Hughes River | South Fork/Hughes River | WV-OLK-31-K-26 | Crab Run | WVLKH-9-K | 272 | 0 | 0 | 0 | 0 | 0 | 0 | 0
Hughes River | South Fork/Hughes River | WV-OLK-31-K | South Fork/Hughes River | WVLKH-9 | 273 | 0 | 1.02 | 0 | 616981718.8691 | 1762804911.0545 | 2379786629.9235 | 2333124146.9839
Hughes River | South Fork/Hughes River | WV-OLK-31-K-28 | Cedar Run | WVLKH-9-L | 274 | 0 | 0 | 0 | 0 | 0 | 0 | 0
Hughes River | South Fork/Hughes River | WV-OLK-31-K | South Fork/Hughes River | WVLKH-9 | 275 | 0 | 0 | 0 | 0 | 0 | 0 | 0
Hughes River | South Fork/Hughes River | WV-OLK-31-K-31 | Leatherbark Creek | WVLKH-9-M | 276 | 0 | 1.7 | 0 | 1028302864.7818 | 2938008185.0908 | 3966311049.8726 | 2333124146.9839
Hughes River | South Fork/Hughes River | WV-OLK-31-K-31-C | Road Fork | WVLKH-9-M-1 | 277 | 0 | 1.7 | 9.86 | 12104593722.574 | 43835082121.5545 | 55939675844.1285 | 4839072304.8554
Hughes River | South Fork/Hughes River | WV-OLK-31-K-31 | Leatherbark Creek | WVLKH-9-M | 278 | 0 | 6.8 | 6.46 | 11370091676.3013 | 38546667388.3911 | 49916759064.6924 | 3764461467.9255
Hughes River | South Fork/Hughes River | WV-OLK-31-K-31-J | Middle Fork/Leatherbark Creek | WVLKH-9-M-2 | 279 | 0 | 0 | 0.34 | 381941064.0618 | 1410243928.8436 | 1792184992.9054 | 5271132332.0746
Hughes River | South Fork/Hughes River | WV-OLK-31-K-31-J-3 | Wolfpen Fork | WVLKH-9-M-2-A | 280 | 0 | 0 | 1.36 | 1527764256.2472 | 5640975715.3743 | 7168739971.6215 | 5271132332.0746
Hughes River | South Fork/Hughes River | WV-OLK-31-K-31-J | Middle Fork/Leatherbark Creek | WVLKH-9-M-2 | 281 | 0 | 0 | 2.38 | 2673587448.4326 | 9871707501.905 | 12545294950.3376 | 5271132332.0746
Hughes River | South Fork/Hughes River | WV-OLK-31-K-31 | Leatherbark Creek | WVLKH-9-M | 282 | 0 | 0 | 1.36 | 1527764256.2472 | 5640975715.3743 | 7168739971.6215 | 5271132332.0746
Hughes River | South Fork/Hughes River | WV-OLK-31-K-31-N | UNT/Leatherbark Creek RM 5.44 |  | 283 | 0 | 0 | 0 | 0 | 0 | 0 | 0
Hughes River | South Fork/Hughes River | WV-OLK-31-K-31 | Leatherbark Creek | WVLKH-9-M | 284 | 0 | 0 | 0 | 0 | 0 | 0 | 0
Hughes River | South Fork/Hughes River | WV-OLK-31-K-31-Q | Rocklick Run | WVLKH-9-M-3 | 285 | 0 | 0 | 1.36 | 1527764256.2472 | 5640975715.3743 | 7168739971.6215 | 5271132332.0746
Hughes River | South Fork/Hughes River | WV-OLK-31-K-31 | Leatherbark Creek | WVLKH-9-M | 286 | 0 | 0 | 5.78 | 6492998089.0506 | 23974146790.3408 | 30467144879.3914 | 5271132332.0746
Hughes River | South Fork/Hughes River | WV-OLK-31-K-31-T | Lynncamp Run | WVLKH-9-M-4 | 287 | 0 | 0 | 0.34 | 381941064.0618 | 1410243928.8436 | 1792184992.9054 | 5271132332.0746
Hughes River | South Fork/Hughes River | WV-OLK-31-K-31 | Leatherbark Creek | WVLKH-9-M | 288 | 0 | 0 | 2.72 | 3055528512.4944 | 11281951430.7486 | 14337479943.243 | 5271132332.0746
Hughes River | South Fork/Hughes River | WV-OLK-31-K | South Fork/Hughes River | WVLKH-9 | 289 | 0 | 1.7 | 0 | 1028302864.7818 | 2938008185.0908 | 3966311049.8726 | 2333124146.9839
Hughes River | South Fork/Hughes River | WV-OLK-31-K-32 | UNT/South Fork RM 21.06/Hughes River |  | 290 | 0 | 3.4 | 3.4 | 5876016370.1816 | 19978455658.6173 | 25854472028.7989 | 3802128239.5293
Hughes River | South Fork/Hughes River | WV-OLK-31-K | South Fork/Hughes River | WVLKH-9 | 291 | 0 | 9.86 | 3.06 | 9401626192.2905 | 29732642833.1187 | 39134269025.4092 | 3028968190.8211
Hughes River | South Fork/Hughes River | WV-OLK-31-K-35 | Wigner Run | WVLKH-9-N | 292 | 0 | 0 | 0 | 0 | 0 | 0 | 0
Hughes River | South Fork/Hughes River | WV-OLK-31-K-36 | Owl Run | WVLKH-9-O | 293 | 0 | 0.34 | 0.68 | 969542701.08 | 3408089494.7053 | 4377632195.7853 | 4291796270.3777
Hughes River | South Fork/Hughes River | WV-OLK-31-K | South Fork/Hughes River | WVLKH-9 | 294 | 0 | 2.38 | 2.04 | 3731270395.0653 | 12574675032.1885 | 16305945427.2538 | 3689127924.7181
Hughes River | South Fork/Hughes River | WV-OLK-31-K-39 | Lamb Run | WVLKH-9-P | 295 | 0 | 0.34 | 3.74 | 4407012277.6362 | 16100284854.2975 | 20507297131.9337 | 5026298316.6504
Hughes River | South Fork/Hughes River | WV-OLK-31-K | South Fork/Hughes River | WVLKH-9 | 296 | 0 | 0 | 0 | 0 | 0 | 0 | 0
Hughes River | South Fork/Hughes River | WV-OLK-31-K-40 | Grass Run | WVLKH-9-Q | 297 | 0 | 1.36 | 7.82 | 9607286765.2469 | 34786016911.4748 | 44393303676.7217 | 4835871860.2093
Hughes River | South Fork/Hughes River | WV-OLK-31-K-40 | Grass Run | WVLKH-9-Q | 298 | 0 | 0 | 16.66 | 18715112139.0283 | 69101952513.3352 | 87817064652.3635 | 5271132332.0746
Hughes River | South Fork/Hughes River | WV-OLK-31-K-40-J | UNT/Grass Run RM 5.65 |  | 299 | 0 | 0 | 5.78 | 6492998089.0506 | 23974146790.3408 | 30467144879.3914 | 5271132332.0746
Hughes River | South Fork/Hughes River | WV-OLK-31-K-40 | Grass Run | WVLKH-9-Q | 300 | 0 | 0 | 9.86 | 11076290857.7922 | 40897073936.4637 | 51973364794.2559 | 5271132332.0746
Hughes River | South Fork/Hughes River | WV-OLK-31-K | South Fork/Hughes River | WVLKH-9 | 301 | 0 | 2.04 | 0 | 1233963437.7381 | 3525609822.1089 | 4759573259.8471 | 2333124146.9839
Hughes River | South Fork/Hughes River | WV-OLK-31-K-41 | UNT/South Fork RM 25.95/Hughes River |  | 302 | 0 | 0 | 0 | 0 | 0 | 0 | 0
Hughes River | South Fork/Hughes River | WV-OLK-31-K | South Fork/Hughes River | WVLKH-9 | 303 | 0 | 0.34 | 2.72 | 3261189085.4508 | 11869553067.7667 | 15130742153.2175 | 4944686978.1756
Hughes River | South Fork/Hughes River | WV-OLK-31-K-44 | Spruce Creek | WVLKH-9-R | 304 | 0 | 1.02 | 0 | 616981718.8691 | 1762804911.0545 | 2379786629.9235 | 2333124146.9839
Hughes River | South Fork/Hughes River | WV-OLK-31-K-44-B | Rock Run | WVLKH-9-R-1 | 305 | 0 | 0 | 0 | 0 | 0 | 0 | 0
Hughes River | South Fork/Hughes River | WV-OLK-31-K-44 | Spruce Creek | WVLKH-9-R | 306 | 0 | 1.36 | 0 | 822642291.8254 | 2350406548.0726 | 3173048839.898 | 2333124146.9839
Hughes River | South Fork/Hughes River | WV-OLK-31-K-44-D | Dry Run | WVLKH-9-R-2 | 307 | 0 | 1.7 | 4.76 | 6375477761.647 | 22681423188.9008 | 29056900950.5478 | 4497972283.3665
Hughes River | South Fork/Hughes River | WV-OLK-31-K-44 | Spruce Creek | WVLKH-9-R | 308 | 0 | 12.92 | 2.04 | 10106748156.7123 | 30790325779.7514 | 40897073936.4637 | 2733761626.769
Hughes River | South Fork/Hughes River | WV-OLK-31-K-44-K | Straight Fork | WVLKH-9-R-4 | 309 | 0 | 0 | 5.44 | 6111057024.9888 | 22563902861.4972 | 28674959886.486 | 5271132332.0746
Hughes River | South Fork/Hughes River | WV-OLK-31-K-44 | Spruce Creek | WVLKH-9-R | 310 | 0 | 0.34 | 0 | 205660572.9564 | 587601637.0182 | 793262209.9745 | 2333124146.9839
Hughes River | South Fork/Hughes River | WV-OLK-31-K-44-M | Laurel Fork | WVLKH-9-R-5 | 311 | 0 | 1.02 | 5.78 | 7109979807.9197 | 25736951701.3952 | 32846931509.3149 | 4830431104.311
Hughes River | South Fork/Hughes River | WV-OLK-31-K-44 | Spruce Creek | WVLKH-9-R | 312 | 0 | 4.08 | 0 | 2467926875.4763 | 7051219644.2179 | 9519146519.6941 | 2333124146.9839
Hughes River | South Fork/Hughes River | WV-OLK-31-K-44-N | Leatherbark Run | WVLKH-9-R-6 | 313 | 0 | 0.68 | 1.02 | 1557144338.0981 | 5405935060.567 | 6963079398.6651 | 4095929058.0383
Hughes River | South Fork/Hughes River | WV-OLK-31-K-44-O | Beech Fork | WVLKH-9-R-7 | 314 | 0 | 2.38 | 5.44 | 7550681035.6833 | 26677114320.6243 | 34227795356.3076 | 4376955927.9166
Hughes River | South Fork/Hughes River | WV-OLK-31-K-44 | Spruce Creek | WVLKH-9-R | 315 | 0 | 7.48 | 1.02 | 5670355797.2252 | 17157967800.9302 | 22828323598.1554 | 2685685129.1947
Hughes River | South Fork/Hughes River | WV-OLK-31-K-44-T | Left Fork/Spruce Creek | WVLKH-9-R-9 | 316 | 0 | 0 | 27.54 | 30937226189.006 | 114229758236.33 | 145166984425.336 | 5271132332.0747
Hughes River | South Fork/Hughes River | WV-OLK-31-K-44-T-5 | UNT/Left Fork RM 2.59/Spruce Creek |  | 317 | 0 | 0 | 4.08 | 4583292768.7416 | 16922927146.1229 | 21506219914.8645 | 5271132332.0746
Hughes River | South Fork/Hughes River | WV-OLK-31-K-44-T | Left Fork/Spruce Creek | WVLKH-9-R-9 | 318 | 0 | 0 | 6.12 | 6874939153.1124 | 25384390719.1844 | 32259329872.2968 | 5271132332.0746
Hughes River | South Fork/Hughes River | WV-OLK-31-K-44-U | Right Fork/Spruce Creek | WVLKH-9-R-8 | 319 | 0 | 0 | 3.4 | 3819410640.618 | 14102439288.4358 | 17921849929.0538 | 5271132332.0746
Hughes River | South Fork/Hughes River | WV-OLK-31-K-44-U-2 | Seng Run | WVLKH-9-R-8-A | 320 | 0 | 0 | 7.14 | 8020762345.2978 | 29615122505.7151 | 37635884851.0129 | 5271132332.0746
Hughes River | South Fork/Hughes River | WV-OLK-31-K-44-U | Right Fork/Spruce Creek | WVLKH-9-R-8 | 321 | 0 | 0 | 8.5 | 9548526601.545 | 35256098221.0894 | 44804624822.6344 | 5271132332.0746
Hughes River | South Fork/Hughes River | WV-OLK-31-K | South Fork/Hughes River | WVLKH-9 | 322 | 0 | 2.72 | 0 | 1645284583.6508 | 4700813096.1453 | 6346097679.7961 | 2333124146.9839
Hughes River | South Fork/Hughes River | WV-OLK-31-K-46 | Long Run | WVLKH-9-S | 323 | 0 | 0.68 | 11.9 | 13779258388.0758 | 50533740783.5614 | 64312999171.6372 | 5112321078.8265
Hughes River | South Fork/Hughes River | WV-OLK-31-K | South Fork/Hughes River | WVLKH-9 | 324 | 0 | 5.44 | 0.34 | 3672510231.3635 | 10811870121.1341 | 14484380352.4976 | 2505948157.8716
Hughes River | South Fork/Hughes River | WV-OLK-31-K-49 | Jesse Cain Run | WVLKH-9-T | 325 | 0 | 0 | 9.18 | 10312408729.6687 | 38076586078.7766 | 48388994808.4452 | 5271132332.0746
Hughes River | South Fork/Hughes River | WV-OLK-31-K | South Fork/Hughes River | WVLKH-9 | 326 | 0 | 0 | 1.02 | 1145823192.1854 | 4230731786.5307 | 5376554978.7161 | 5271132332.0746
Hughes River | South Fork/Hughes River | WV-OLK-31-K-51 | Cain Run | WVLKH-9-U | 327 | 0 | 0 | 1.36 | 1527764256.2472 | 5640975715.3743 | 7168739971.6215 | 5271132332.0746
Hughes River | South Fork/Hughes River | WV-OLK-31-K | South Fork/Hughes River | WVLKH-9 | 328 | 0 | 1.02 | 0 | 616981718.8691 | 1762804911.0545 | 2379786629.9235 | 2333124146.9839
Hughes River | South Fork/Hughes River | WV-OLK-31-K-53 | Smith Run | WVLKH-9-V | 329 | 0 | 0 | 4.42 | 4965233832.8034 | 18333171074.9665 | 23298404907.7699 | 5271132332.0746
Hughes River | South Fork/Hughes River | WV-OLK-31-K | South Fork/Hughes River | WVLKH-9 | 330 | 0 | 1.36 | 0 | 822642291.8254 | 2350406548.0726 | 3173048839.898 | 2333124146.9839
Hughes River | South Fork/Hughes River | WV-OLK-31-K-55 | Slab Creek | WVLKH-9-W | 331 | 0 | 0 | 0.68 | 763882128.1236 | 2820487857.6872 | 3584369985.8108 | 5271132332.0746
Hughes River | South Fork/Hughes River | WV-OLK-31-K-55-B | Wolfpen Run | WVLKH-9-W-1 | 332 | 0 | 0 | 0.34 | 381941064.0618 | 1410243928.8436 | 1792184992.9054 | 5271132332.0746
Hughes River | South Fork/Hughes River | WV-OLK-31-K-55-B-1 | UNT/Wolfpen Run RM 0.51 |  | 333 | 0 | 0 | 4.42 | 4965233832.8034 | 18333171074.9665 | 23298404907.7699 | 5271132332.0746
Hughes River | South Fork/Hughes River | WV-OLK-31-K-55-B | Wolfpen Run | WVLKH-9-W-1 | 334 | 0 | 0 | 1.02 | 34374695765.5622 | 126921953595.922 | 161296649361.484 | 158133969962.239
Hughes River | South Fork/Hughes River | WV-OLK-31-K-55 | Slab Creek | WVLKH-9-W | 335 | 0 | 0 | 2.04 | 2291646384.3708 | 8461463573.0615 | 10753109957.4323 | 5271132332.0747
Hughes River | South Fork/Hughes River | WV-OLK-31-K-55-F | Isaac Fork | WVLKH-9-W-2 | 336 | 0 | 0 | 8.16 | 9166585537.4832 | 33845854292.2458 | 43012439829.729 | 5271132332.0746
Hughes River | South Fork/Hughes River | WV-OLK-31-K-55 | Slab Creek | WVLKH-9-W | 337 | 0 | 0 | 1.36 | 1527764256.2472 | 5640975715.3743 | 7168739971.6215 | 5271132332.0746
Hughes River | South Fork/Hughes River | WV-OLK-31-K-55-I | Straight Fork | WVLKH-9-W-3 | 338 | 0 | 0 | 4.42 | 4965233832.8034 | 18333171074.9665 | 23298404907.7699 | 5271132332.0746
Hughes River | South Fork/Hughes River | WV-OLK-31-K-55 | Slab Creek | WVLKH-9-W | 339 | 0 | 0 | 3.06 | 3437469576.5562 | 12692195359.5922 | 16129664936.1484 | 5271132332.0746
Hughes River | South Fork/Hughes River | WV-OLK-31-K-55-J | Left Fork/Slab Creek | WVLKH-9-W-4 | 340 | 0 | 0 | 12.24 | 41249634918.6746 | 152306344315.106 | 193555979233.781 | 15813396996.2239
Hughes River | South Fork/Hughes River | WV-OLK-31-K-55-J-3 | Star Fork | WVLKH-9-W-4-B | 341 | 0 | 0 | 4.42 | 14895701498.4103 | 54999513224.8994 | 69895214723.3097 | 15813396996.2239
Hughes River | South Fork/Hughes River | WV-OLK-31-K-55-J | Left Fork/Slab Creek | WVLKH-9-W-4 | 342 | 0 | 0 | 45.22 | 152394484560.659 | 562687327608.5861 | 715081812169.245 | 15813396996.2239
Hughes River | South Fork/Hughes River | WV-OLK-31-K-55-K | Right Fork/Slab Creek | WVLKH-9-W-5 | 343 | 0 | 0 | 4.76 | 160415246905.957 | 592302450114.302 | 752717697020.259 | 158133969962.239
Hughes River | South Fork/Hughes River | WV-OLK-31-K | South Fork/Hughes River | WVLKH-9 | 344 | 0 | 1.36 | 0 | 822642291.8254 | 2350406548.0726 | 3173048839.898 | 2333124146.9839
Hughes River | South Fork/Hughes River | WV-OLK-31-K-62 | Bone Creek | WVLKH-9-X | 345 | 0 | 0.68 | 0 | 411321145.9127 | 1175203274.0363 | 1586524419.949 | 2333124146.9839
Hughes River | South Fork/Hughes River | WV-OLK-31-K-62-A | Dungeon Run | WVLKH-9-X-1 | 346 | 0 | 0 | 0 | 0 | 0 | 0 | 0
Hughes River | South Fork/Hughes River | WV-OLK-31-K-62 | Bone Creek | WVLKH-9-X | 347 | 0 | 2.04 | 1.02 | 2379786629.9235 | 7756341608.6397 | 10136128238.5632 | 3312460208.6808
Hughes River | South Fork/Hughes River | WV-OLK-31-K-62-E | Alum Fork | WVLKH-9-X-2 | 348 | 0 | 2.04 | 4.76 | 6581138334.6033 | 23269024825.919 | 29850163160.5223 | 4389729876.5474
Hughes River | South Fork/Hughes River | WV-OLK-31-K-62 | Bone Creek | WVLKH-9-X | 349 | 0 | 9.86 | 8.16 | 15130742153.2175 | 50886301765.7724 | 66017043918.9899 | 3663542947.7797
Hughes River | South Fork/Hughes River | WV-OLK-31-K-62 | Bone Creek | WVLKH-9-X | 350 | 0 | 1.36 | 0 | 822642291.8254 | 2350406548.0726 | 3173048839.898 | 2333124146.9839
Hughes River | South Fork/Hughes River | WV-OLK-31-K-62-M | Brushy Fork | WVLKH-9-X-3 | 351 | 0 | 0 | 12.92 | 14513760434.3485 | 53589269296.0558 | 68103029730.4043 | 5271132332.0746
Hughes River | South Fork/Hughes River | WV-OLK-31-K-62 | Bone Creek | WVLKH-9-X | 352 | 0 | 6.12 | 5.78 | 10194888402.265 | 34550976256.6676 | 44745864658.9326 | 3760156694.0279
Hughes River | South Fork/Hughes River | WV-OLK-31-K-62-R | Big Run | WVLKH-9-X-4 | 353 | 0 | 0 | 6.8 | 229164638437.082 | 846146357306.1479 | 1.0753e+12 | 158133969962.24
Hughes River | South Fork/Hughes River | WV-OLK-31-K-62 | Bone Creek | WVLKH-9-X | 354 | 0 | 0 | 18.02 | 20242876395.2755 | 74742928228.7095 | 94985804623.985 | 5271132332.0746
Hughes River | South Fork/Hughes River | WV-OLK-31-K-62-S | Left Fork/Bone Creek | WVLKH-9-X-6 | 355 | 0 | 0 | 22.44 | 25208110228.0789 | 93076099303.6761 | 118284209531.755 | 5271132332.0746
Hughes River | South Fork/Hughes River | WV-OLK-31-K-62-T | Right Fork/Bone Creek | WVLKH-9-X-5 | 356 | 0 | 0 | 21.08 | 23680345971.8316 | 87435123588.3014 | 111115469560.133 | 5271132332.0746
Hughes River | South Fork/Hughes River | WV-OLK-31-K | South Fork/Hughes River | WVLKH-9 | 357 | 0 | 10.54 | 5.78 | 12868475850.6976 | 42189797537.9036 | 55058273388.6012 | 3373668712.5368
Hughes River | South Fork/Hughes River | WV-OLK-31-K-69 | Otterslide Creek | WVLKH-9-Y | 358 | 0 | 1.02 | 6.8 | 247674090003.152 | 899030504637.778 | 1.1467e+12 | 146637416194.492
Hughes River | South Fork/Hughes River | WV-OLK-31-K-69 | Otterslide Creek | WVLKH-9-Y | 359 | 0 | 0 | 5.44 | 183331710749.664 | 676917085844.915 | 860248796594.579 | 158133969962.239
Hughes River | South Fork/Hughes River | WV-OLK-31-K | South Fork/Hughes River | WVLKH-9 | 360 | 0 | 2.72 | 0.34 | 2027225647.7126 | 6111057024.9888 | 8138282672.7015 | 2659569500.8828
Hughes River | South Fork/Hughes River | WV-OLK-31-K-72 | Turtle Run | WVLKH-9-Z | 361 | 0 | 0 | 3.74 | 4201351704.6798 | 15512683217.2793 | 19714034921.9591 | 5271132332.0746
Hughes River | South Fork/Hughes River | WV-OLK-31-K | South Fork/Hughes River | WVLKH-9 | 362 | 0 | 0.68 | 0 | 411321145.9127 | 1175203274.0363 | 1586524419.949 | 2333124146.9839
Hughes River | South Fork/Hughes River | WV-OLK-31-K-73 | Middle Fork/South Fork/Hughes River | WVLKH-9-AA | 363 | 0 | 0.34 | 1.02 | 1351483765.1418 | 4818333423.5489 | 6169817188.6906 | 4536630285.8019
Hughes River | South Fork/Hughes River | WV-OLK-31-K-73-E | Bear Run | WVLKH-9-AA-2 | 364 | 0 | 0 | 9.52 | 32083049381.1914 | 118460490022.861 | 150543539404.052 | 15813396996.224
Hughes River | South Fork/Hughes River | WV-OLK-31-K-73 | Middle Fork/South Fork/Hughes River | WVLKH-9-AA | 365 | 0 | 0 | 11.56 | 12985996178.1013 | 47948293580.6816 | 60934289758.7828 | 5271132332.0746
Hughes River | South Fork/Hughes River | WV-OLK-31-K-73-I | Brush Run | WVLKH-9-AA-3.5 | 366 | 0 | 0 | 6.46 | 7256880217.1742 | 26794634648.028 | 34051514865.2022 | 5271132332.0746
Hughes River | South Fork/Hughes River | WV-OLK-31-K-73 | Middle Fork/South Fork/Hughes River | WVLKH-9-AA | 367 | 0 | 0 | 0.34 | 381941064.0618 | 1410243928.8436 | 1792184992.9054 | 5271132332.0746
Hughes River | South Fork/Hughes River | WV-OLK-31-K-73-J | Straight Fork | WVLKH-9-AA-4 | 368 | 0 | 0 | 12.24 | 13749878306.2249 | 50768781438.3687 | 64518659744.5936 | 5271132332.0746
Hughes River | South Fork/Hughes River | WV-OLK-31-K-73 | Middle Fork/South Fork/Hughes River | WVLKH-9-AA | 369 | 0 | 0 | 5.78 | 6492998089.0506 | 23974146790.3408 | 30467144879.3914 | 5271132332.0746
Hughes River | South Fork/Hughes River | WV-OLK-31-K-73-L | Lower Run | WVLKH-9-AA-5 | 370 | 0 | 0 | 8.5 | 9548526601.545 | 35256098221.0894 | 44804624822.6344 | 5271132332.0746
Hughes River | South Fork/Hughes River | WV-OLK-31-K-73-M | Upper Run | WVLKH-9-AA-6 | 371 | 0 | 0 | 10.2 | 11458231921.854 | 42307317865.3073 | 53765549787.1613 | 5271132332.0746
Hughes River | South Fork/Hughes River | WV-OLK-31-K-73-M-2 | Jims Run | WVLKH-9-AA-6-A | 372 | 0 | 0 | 5.44 | 6111057024.9888 | 22563902861.4972 | 28674959886.486 | 5271132332.0746
Hughes River | South Fork/Hughes River | WV-OLK-31-K-73-M-3 | Chapman Run | WVLKH-9-AA-6-B | 373 | 0 | 0 | 1.7 | 1909705320.309 | 7051219644.2179 | 8960924964.5269 | 5271132332.0746
Hughes River | South Fork/Hughes River | WV-OLK-31-K-73-M | Upper Run | WVLKH-9-AA-6 | 374 | 0 | 0 | 4.08 | 4583292768.7416 | 16922927146.1229 | 21506219914.8645 | 5271132332.0746
Hughes River | South Fork/Hughes River | WV-OLK-31-K-73 | Middle Fork/South Fork/Hughes River | WVLKH-9-AA | 375 | 0 | 0 | 4.76 | 5347174896.8652 | 19743415003.8101 | 25090589900.6753 | 5271132332.0746
Hughes River | South Fork/Hughes River | WV-OLK-31-K-73-O | Camp Run | WVLKH-9-AA-7 | 376 | 0 | 0 | 6.8 | 7638821281.236 | 28204878576.8715 | 35843699858.1075 | 5271132332.0746
Hughes River | South Fork/Hughes River | WV-OLK-31-K-73 | Middle Fork/South Fork/Hughes River | WVLKH-9-AA | 377 | 0 | 0 | 2.72 | 3055528512.4944 | 11281951430.7486 | 14337479943.243 | 5271132332.0746
Hughes River | South Fork/Hughes River | WV-OLK-31-K-73-Q | Long Run | WVLKH-9-AA-8 | 378 | 0 | 0 | 1.7 | 1909705320.309 | 7051219644.2179 | 8960924964.5269 | 5271132332.0746
Hughes River | South Fork/Hughes River | WV-OLK-31-K-73 | Middle Fork/South Fork/Hughes River | WVLKH-9-AA | 379 | 0 | 0 | 0 | 0 | 0 | 0 | 0
Hughes River | South Fork/Hughes River | WV-OLK-31-K-73-R | Mudlick Run | WVLKH-9-AA-9 | 380 | 0 | 0 | 1.7 | 1909705320.309 | 7051219644.2179 | 8960924964.5269 | 5271132332.0746
Hughes River | South Fork/Hughes River | WV-OLK-31-K-73 | Middle Fork/South Fork/Hughes River | WVLKH-9-AA | 381 | 0 | 0 | 6.46 | 7256880217.1742 | 26794634648.028 | 34051514865.2022 | 5271132332.0746
Hughes River | South Fork/Hughes River | WV-OLK-31-K-73-U | UNT/Middle Fork RM 11.12 |  | 382 | 0 | 0 | 10.2 | 11458231921.854 | 42307317865.3073 | 53765549787.1613 | 5271132332.0746
Hughes River | South Fork/Hughes River | WV-OLK-31-K-73 | Middle Fork/South Fork/Hughes River | WVLKH-9-AA | 383 | 0 | 0 | 4.42 | 4965233832.8034 | 18333171074.9665 | 23298404907.7699 | 5271132332.0746
Hughes River | South Fork/Hughes River | WV-OLK-31-K | South Fork/Hughes River | WVLKH-9 | 384 | 0 | 0 | 0 | 0 | 0 | 0 | 0
Hughes River | South Fork/Hughes River | WV-OLK-31-K | South Fork/Hughes River | WVLKH-9 | 385 | 0 | 0 | 1.36 | 1527764256.2472 | 5640975715.3743 | 7168739971.6215 | 5271132332.0746
Hughes River | South Fork/Hughes River | WV-OLK-31-K-75 | White Oak Creek | WVLKH-9-BB | 386 | 0 | 0 | 7.82 | 8784644473.4214 | 32435610363.4023 | 41220254836.8237 | 5271132332.0746
Hughes River | South Fork/Hughes River | WV-OLK-31-K-75-A | Little White Oak Creek | WVLKH-9-BB-1 | 387 | 0 | 0 | 7.82 | 8784644473.4214 | 32435610363.4023 | 41220254836.8237 | 5271132332.0746
Hughes River | South Fork/Hughes River | WV-OLK-31-K-75-B | Right Fork/White Oak Creek | WVLKH-9-BB-3 | 388 | 0 | 0 | 16.32 | 18333171074.9665 | 67691708584.4916 | 86024879659.4581 | 5271132332.0746
Hughes River | South Fork/Hughes River | WV-OLK-31-K-75-C | Left Fork/White Oak Creek | WVLKH-9-BB-2 | 389 | 0 | 0 | 8.16 | 9166585537.4832 | 33845854292.2458 | 43012439829.729 | 5271132332.0746
Hughes River | South Fork/Hughes River | WV-OLK-31-K-76 | Poverty Hollow | WVLKH-9-CC | 390 | 0 | 0 | 0.68 | 763882128.1236 | 2820487857.6872 | 3584369985.8108 | 5271132332.0746
Hughes River | South Fork/Hughes River | WV-OLK-31-K | South Fork/Hughes River | WVLKH-9 | 391 | 0 | 0 | 6.8 | 7638821281.236 | 28204878576.8715 | 35843699858.1075 | 5271132332.0746
Hughes River | South Fork/Hughes River | WV-OLK-31-K | South Fork/Hughes River | WVLKH-9 | 392 | 0 | 0 | 3.74 | 4201351704.6798 | 15512683217.2793 | 19714034921.9591 | 5271132332.0746
Hughes River | South Fork/Hughes River | WV-OLK-31-K-82 | Sugar Run | WVLKH-9-DD | 393 | 0 | 0 | 2.72 | 3055528512.4944 | 11281951430.7486 | 14337479943.243 | 5271132332.0746
Hughes River | South Fork/Hughes River | WV-OLK-31-K-84 | Clevenger Hollow | WVLKH-9-DD.5 | 394 | 0 | 0 | 6.12 | 20624817459.3374 | 76153172157.5533 | 96777989616.8907 | 15813396996.224
Hughes River | South Fork/Hughes River | WV-OLK-31-K | South Fork/Hughes River | WVLKH-9 | 395 | 0 | 0 | 1.7 | 1909705320.309 | 7051219644.2179 | 8960924964.5269 | 5271132332.0746
Hughes River | South Fork/Hughes River | WV-OLK-31-K-85 | Taylor Drain | WVLKH-9-EE | 396 | 0 | 0 | 2.38 | 2673587448.4326 | 9871707501.905 | 12545294950.3376 | 5271132332.0746
Hughes River | South Fork/Hughes River | WV-OLK-31-K | South Fork/Hughes River | WVLKH-9 | 397 | 0 | 0 | 3.74 | 4201351704.6798 | 15512683217.2793 | 19714034921.9591 | 5271132332.0746
Hughes River | South Fork/Hughes River | WV-OLK-31-K-87 | Freds Run | WVLKH-9-FF | 398 | 0 | 0 | 12.92 | 14513760434.3485 | 53589269296.0558 | 68103029730.4043 | 5271132332.0746
Hughes River | South Fork/Hughes River | WV-OLK-31-K | South Fork/Hughes River | WVLKH-9 | 399 | 0 | 0 | 2.38 | 2673587448.4326 | 9871707501.905 | 12545294950.3376 | 5271132332.0746
Hughes River | South Fork/Hughes River | WV-OLK-31-K-88 | Sheep Run | WVLKH-9-GG | 400 | 0 | 0 | 1.36 | 1527764256.2472 | 5640975715.3743 | 7168739971.6215 | 5271132332.0746
Hughes River | South Fork/Hughes River | WV-OLK-31-K | South Fork/Hughes River | WVLKH-9 | 401 | 0 | 0 | 1.7 | 1909705320.309 | 7051219644.2179 | 8960924964.5269 | 5271132332.0746
Hughes River | South Fork/Hughes River | WV-OLK-31-K-93 | Holt Run | WVLKH-9-GG.5 | 402 | 0 | 0 | 0.34 | 11458231921.854 | 42307317865.3073 | 53765549787.1613 | 158133969962.239
Hughes River | South Fork/Hughes River | WV-OLK-31-K-94 | Big Run | WVLKH-9-HH | 403 | 0 | 0 | 1.36 | 1527764256.2472 | 5640975715.3743 | 7168739971.6215 | 5271132332.0746
Hughes River | South Fork/Hughes River | WV-OLK-31-K | South Fork/Hughes River | WVLKH-9 | 404 | 0 | 0 | 0 | 0 | 0 | 0 | 0
Hughes River | South Fork/Hughes River | WV-OLK-31-K-99 | Painter Run | WVLKH-9-MM | 405 | 0 | 0 | 0 | 0 | 0 | 0 | 0
Hughes River | South Fork/Hughes River | WV-OLK-31-K | South Fork/Hughes River | WVLKH-9 | 406 | 0 | 0 | 0.34 | 381941064.0618 | 1410243928.8436 | 1792184992.9054 | 5271132332.0746
Hughes River | South Fork/Hughes River | WV-OLK-31-K-103 | Cain Run | WVLKH-9-OO | 407 | 0 | 0 | 1.02 | 1145823192.1854 | 4230731786.5307 | 5376554978.7161 | 5271132332.0746
Hughes River | South Fork/Hughes River | WV-OLK-31-K | South Fork/Hughes River | WVLKH-9 | 408 | 0 | 0 | 1.02 | 1145823192.1854 | 4230731786.5307 | 5376554978.7161 | 5271132332.0746
Hughes River | South Fork/Hughes River | WV-OLK-31-K-105 | UNT/South Fork RM 55.73/Hughes River | WVLKH-9-PP | 409 | 0 | 0 | 0 | 0 | 0 | 0 | 0
Hughes River | South Fork/Hughes River | WV-OLK-31-K | South Fork/Hughes River | WVLKH-9 | 410 | 0 | 0 | 1.36 | 1527764256.2472 | 5640975715.3743 | 7168739971.6215 | 5271132332.0746
Hughes River | North Fork/Hughes River | WV-OLK-31-L | North Fork/Hughes River | WVLKH-10 | 501 | 0 | 2.38 | 0 | 1439624010.6945 | 4113211459.1271 | 5552835469.8216 | 2333124146.9839
Hughes River | North Fork/Hughes River | WV-OLK-31-L-1 | Buffalo Run | WVLKH-10-A | 502 | 0 | 0 | 1.02 | 34374695765.5622 | 126921953595.922 | 161296649361.484 | 158133969962.239
Hughes River | North Fork/Hughes River | WV-OLK-31-L | North Fork/Hughes River | WVLKH-10 | 503 | 0 | 6.46 | 0 | 3907550886.1707 | 11164431103.345 | 15071981989.5157 | 2333124146.9839
Hughes River | North Fork/Hughes River | WV-OLK-31-L-4 | Gillespie Run | WVLKH-10-C | 504 | 0 | 0 | 3.74 | 4201351704.6798 | 15512683217.2793 | 19714034921.9591 | 5271132332.0746
Hughes River | North Fork/Hughes River | WV-OLK-31-L-4-A | Right Fork/Gillespie Run | WVLKH-10-C-1 | 505 | 0 | 0 | 16.32 | 18333171074.9665 | 67691708584.4916 | 86024879659.4581 | 5271132332.0746
Hughes River | North Fork/Hughes River | WV-OLK-31-L-4 | Gillespie Run | WVLKH-10-C | 506 | 0 | 0 | 31.28 | 35138577893.6858 | 129742441453.609 | 164881019347.295 | 5271132332.0746
Hughes River | North Fork/Hughes River | WV-OLK-31-L | North Fork/Hughes River | WVLKH-10 | 507 | 0 | 1.36 | 0 | 822642291.8254 | 2350406548.0726 | 3173048839.898 | 2333124146.9839
Hughes River | North Fork/Hughes River | WV-OLK-31-L-5 | Hickory Run | WVLKH-10-D | 508 | 0 | 1.02 | 0 | 616981718.8691 | 1762804911.0545 | 2379786629.9235 | 2333124146.9839
Hughes River | North Fork/Hughes River | WV-OLK-31-L | North Fork/Hughes River | WVLKH-10 | 509 | 0 | 9.52 | 0 | 5758496042.7779 | 16452845836.5084 | 22211341879.2863 | 2333124146.9839
Hughes River | North Fork/Hughes River | WV-OLK-31-L-7 | Cabin Run | WVLKH-10-E | 510 | 0 | 1.02 | 0 | 18509451566.072 | 52884147331.6342 | 71393598897.7062 | 69993724409.5159
Hughes River | North Fork/Hughes River | WV-OLK-31-L-7-A | UNT/Cabin Run RM 0.52 |  | 511 | 0 | 0 | 1.7 | 1909705320.309 | 7051219644.2179 | 8960924964.5269 | 5271132332.0746
Hughes River | North Fork/Hughes River | WV-OLK-31-L-7 | Cabin Run | WVLKH-10-E | 512 | 0 | 0 | 0.68 | 763882128.1236 | 2820487857.6872 | 3584369985.8108 | 5271132332.0746
Hughes River | North Fork/Hughes River | WV-OLK-31-L | North Fork/Hughes River | WVLKH-10 | 513 | 0 | 0.68 | 0 | 411321145.9127 | 1175203274.0363 | 1586524419.949 | 2333124146.9839
Hughes River | North Fork/Hughes River | WV-OLK-31-L-9 | Upper Cabin Run | WVLKH-10-F | 514 | 0 | 0.34 | 0.68 | 969542701.08 | 3408089494.7053 | 4377632195.7853 | 4291796270.3777
Hughes River | North Fork/Hughes River | WV-OLK-31-L | North Fork/Hughes River | WVLKH-10 | 515 | 0 | 0.68 | 0 | 411321145.9127 | 1175203274.0363 | 1586524419.949 | 2333124146.9839
Hughes River | North Fork/Hughes River | WV-OLK-31-L-10 | UNT/North Fork RM 7.87/Hughes River | WVLKH-10-F.3 | 516 | 0 | 2.38 | 0 | 43188720320.8344 | 123396343773.813 | 166585064094.647 | 69993724409.5156
Hughes River | North Fork/Hughes River | WV-OLK-31-L | North Fork/Hughes River | WVLKH-10 | 517 | 0 | 0.34 | 0 | 205660572.9564 | 587601637.0182 | 793262209.9745 | 2333124146.9839
Hughes River | North Fork/Hughes River | WV-OLK-31-L-11 | Cow Run | WVLKH-10-F.5 | 518 | 0 | 0.34 | 0 | 205660572.9564 | 587601637.0182 | 793262209.9745 | 2333124146.9839
Hughes River | North Fork/Hughes River | WV-OLK-31-L | North Fork/Hughes River | WVLKH-10 | 519 | 0 | 0 | 0 | 0 | 0 | 0 | 0
Hughes River | North Fork/Hughes River | WV-OLK-31-L-13 | Devilhole Creek | WVLKH-10-G | 520 | 0 | 0 | 1.02 | 1145823192.1854 | 4230731786.5307 | 5376554978.7161 | 5271132332.0746
Hughes River | North Fork/Hughes River | WV-OLK-31-L-13 | Devilhole Creek | WVLKH-10-G | 521 | 0 | 0 | 0.34 | 381941064.0618 | 1410243928.8436 | 1792184992.9054 | 5271132332.0746
Hughes River | North Fork/Hughes River | WV-OLK-31-L-13-F | UNT/Devilhole Creek RM 2.47 |  | 522 | 0 | 0 | 0.34 | 381941064.0618 | 1410243928.8436 | 1792184992.9054 | 5271132332.0746
Hughes River | North Fork/Hughes River | WV-OLK-31-L-13 | Devilhole Creek | WVLKH-10-G | 523 | 0 | 0 | 3.4 | 3819410640.618 | 14102439288.4358 | 17921849929.0538 | 5271132332.0746
Hughes River | North Fork/Hughes River | WV-OLK-31-L-13-I | UNT/Devilhole Creek RM 4.03 |  | 524 | 0 | 0 | 0 | 0 | 0 | 0 | 0
Hughes River | North Fork/Hughes River | WV-OLK-31-L-13 | Devilhole Creek | WVLKH-10-G | 525 | 0 | 0 | 2.72 | 3055528512.4944 | 11281951430.7486 | 14337479943.243 | 5271132332.0746
Hughes River | North Fork/Hughes River | WV-OLK-31-L | North Fork/Hughes River | WVLKH-10 | 526 | 0 | 0 | 0 | 0 | 0 | 0 | 0
Hughes River | North Fork/Hughes River | WV-OLK-31-L-14 | Sheep Run | WVLKH-10-H | 527 | 0 | 0 | 0 | 0 | 0 | 0 | 0
Hughes River | North Fork/Hughes River | WV-OLK-31-L-14-A | UNT/Sheep Run RM 0.63 |  | 528 | 0 | 0 | 1.36 | 45832927687.4164 | 169229271461.23 | 215062199148.646 | 158133969962.24
Hughes River | North Fork/Hughes River | WV-OLK-31-L-14 | Sheep Run | WVLKH-10-H | 529 | 0 | 0 | 1.36 | 45832927687.4164 | 169229271461.23 | 215062199148.646 | 158133969962.24
Hughes River | North Fork/Hughes River | WV-OLK-31-L | North Fork/Hughes River | WVLKH-10 | 530 | 0 | 1.7 | 0 | 1028302864.7818 | 2938008185.0908 | 3966311049.8726 | 2333124146.9839
Hughes River | North Fork/Hughes River | WV-OLK-31-L-16 | Elm Run | WVLKH-10-I | 531 | 0 | 0 | 0 | 0 | 0 | 0 | 0
Hughes River | North Fork/Hughes River | WV-OLK-31-L-16-B | UNT/Elm Run RM 1.92 |  | 532 | 0 | 0 | 0.34 | 381941064.0618 | 1410243928.8436 | 1792184992.9054 | 5271132332.0746
Hughes River | North Fork/Hughes River | WV-OLK-31-L-16 | Elm Run | WVLKH-10-I | 533 | 0 | 0 | 6.46 | 7256880217.1742 | 26794634648.028 | 34051514865.2022 | 5271132332.0746
Hughes River | North Fork/Hughes River | WV-OLK-31-L | North Fork/Hughes River | WVLKH-10 | 534 | 0 | 3.4 | 0 | 2056605729.5635 | 5876016370.1816 | 7932622099.7451 | 2333124146.9839
Hughes River | North Fork/Hughes River | WV-OLK-31-L-17 | Slaughterhouse Run | WVLKH-10-I.5 | 535 | 0 | 0.68 | 0.68 | 11752032740.3631 | 39956911317.2347 | 51708944057.5978 | 38021282395.2925
Hughes River | North Fork/Hughes River | WV-OLK-31-L | North Fork/Hughes River | WVLKH-10 | 536 | 0 | 0.34 | 0 | 205660572.9564 | 587601637.0182 | 793262209.9745 | 2333124146.9839
Hughes River | North Fork/Hughes River | WV-OLK-31-L-18 | Addis Run | WVLKH-10-J | 537 | 0 | 0.34 | 10.54 | 361375006766.167 | 1.3292e+12 | 1.6905e+12 | 155379587288.717
Hughes River | North Fork/Hughes River | WV-OLK-31-L-18-F | UNT/Addis Run RM 2.63 | WVLKH-10-J-2 | 538 | 0 | 0 | 0 | 0 | 0 | 0 | 0
Hughes River | North Fork/Hughes River | WV-OLK-31-L-18 | Addis Run | WVLKH-10-J | 539 | 0 | 0 | 10.2 | 11458231921.854 | 42307317865.3073 | 53765549787.1613 | 5271132332.0746
Hughes River | North Fork/Hughes River | WV-OLK-31-L | North Fork/Hughes River | WVLKH-10 | 540 | 0 | 2.04 | 0 | 1233963437.7381 | 3525609822.1089 | 4759573259.8471 | 2333124146.9839
Hughes River | North Fork/Hughes River | WV-OLK-31-L-19 | Rush Run | WVLKH-10-K | 541 | 0 | 1.7 | 11.56 | 420428971286.491 | 1.5266e+12 | 1.947e+12 | 146833938481.121
Hughes River | North Fork/Hughes River | WV-OLK-31-L | North Fork/Hughes River | WVLKH-10 | 542 | 0 | 0.34 | 0 | 205660572.9564 | 587601637.0182 | 793262209.9745 | 2333124146.9839
Hughes River | North Fork/Hughes River | WV-OLK-31-L-20 | Silver Run | WVLKH-10-L | 543 | 0 | 0 | 6.12 | 206248174593.374 | 761531721575.533 | 967779896168.907 | 158133969962.24
Hughes River | North Fork/Hughes River | WV-OLK-31-L | North Fork/Hughes River | WVLKH-10 | 544 | 0 | 0 | 0 | 0 | 0 | 0 | 0
Hughes River | North Fork/Hughes River | WV-OLK-31-L-21 | Wildcat Run | WVLKH-10-M | 545 | 0 | 0 | 0.34 | 11458231921.854 | 42307317865.3073 | 53765549787.1613 | 158133969962.239
Hughes River | North Fork/Hughes River | WV-OLK-31-L | North Fork/Hughes River | WVLKH-10 | 546 | 0 | 5.44 | 0.34 | 3672510231.3635 | 10811870121.1341 | 14484380352.4976 | 2505948157.8716
Hughes River | North Fork/Hughes River | WV-OLK-31-L-23 | Big Run | WVLKH-10-N | 547 | 0 | 0.68 | 0.68 | 1175203274.0363 | 3995691131.7235 | 5170894405.7598 | 3802128239.5292
Hughes River | North Fork/Hughes River | WV-OLK-31-L-23-A | Right Fork/Big Run | WVLKH-10-N-1 | 548 | 0 | 0 | 3.4 | 3819410640.618 | 14102439288.4358 | 17921849929.0538 | 5271132332.0746
Hughes River | North Fork/Hughes River | WV-OLK-31-L-23 | Big Run | WVLKH-10-N | 549 | 0 | 0 | 18.7 | 21006758523.3991 | 77563416086.3966 | 98570174609.7957 | 5271132332.0746
Hughes River | North Fork/Hughes River | WV-OLK-31-L | North Fork/Hughes River | WVLKH-10 | 550 | 0 | 0.68 | 1.36 | 1939085402.1599 | 6816178989.4106 | 8755264391.5705 | 4291796270.3777
Hughes River | North Fork/Hughes River | WV-OLK-31-L-25 | Buky Run | WVLKH-10-O | 551 | 0 | 0 | 4.08 | 4583292768.7416 | 16922927146.1229 | 21506219914.8645 | 5271132332.0746
Hughes River | North Fork/Hughes River | WV-OLK-31-L | North Fork/Hughes River | WVLKH-10 | 552 | 0 | 0 | 0 | 0 | 0 | 0 | 0
Hughes River | North Fork/Hughes River | WV-OLK-31-L-26 | Low Gap Run | WVLKH-10-P | 553 | 0 | 0 | 5.1 | 5729115960.927 | 21153658932.6536 | 26882774893.5806 | 5271132332.0746
Hughes River | North Fork/Hughes River | WV-OLK-31-L | North Fork/Hughes River | WVLKH-10 | 554 | 0 | 0.68 | 0 | 411321145.9127 | 1175203274.0363 | 1586524419.949 | 2333124146.9839
Hughes River | North Fork/Hughes River | WV-OLK-31-L-29 | Bear Run | WVLKH-10-Q | 555 | 0 | 0 | 16.66 | 18715112139.0283 | 69101952513.3352 | 87817064652.3635 | 5271132332.0746
Hughes River | North Fork/Hughes River | WV-OLK-31-L | North Fork/Hughes River | WVLKH-10 | 556 | 0 | 1.7 | 0 | 1028302864.7818 | 2938008185.0908 | 3966311049.8726 | 2333124146.9839
Hughes River | North Fork/Hughes River | WV-OLK-31-L-30 | Bonds Creek | WVLKH-10-R | 557 | 0 | 0.68 | 0.68 | 1175203274.0363 | 3995691131.7235 | 5170894405.7598 | 3802128239.5292
Hughes River | North Fork/Hughes River | WV-OLK-31-L-30-B | Hushers Run | WVLKH-10-R-1 | 558 | 0 | 0 | 0.68 | 763882128.1236 | 2820487857.6872 | 3584369985.8108 | 5271132332.0746
Hughes River | North Fork/Hughes River | WV-OLK-31-L-30-B | Hushers Run | WVLKH-10-R-1 | 559 | 0 | 0 | 13.94 | 15659583626.5339 | 57820001082.5866 | 73479584709.1204 | 5271132332.0746
Hughes River | North Fork/Hughes River | WV-OLK-31-L-30-B | Hushers Run | WVLKH-10-R-1 | 560 | 0 | 0 | 18.02 | 20242876395.2755 | 74742928228.7095 | 94985804623.985 | 5271132332.0746
Hughes River | North Fork/Hughes River | WV-OLK-31-L-30-B-21 | UNT/Hushers Run RM 6.82 |  | 561 | 0 | 0 | 15.3 | 17187347882.7811 | 63460976797.9609 | 80648324680.742 | 5271132332.0746
Hughes River | North Fork/Hughes River | WV-OLK-31-L-30-B | Hushers Run | WVLKH-10-R-1 | 562 | 0 | 0 | 18.02 | 20242876395.2755 | 74742928228.7095 | 94985804623.985 | 5271132332.0746
Hughes River | North Fork/Hughes River | WV-OLK-31-L-30-C | Camp Run | WVLKH-10-R-2 | 563 | 0 | 0 | 0.34 | 381941064.0618 | 1410243928.8436 | 1792184992.9054 | 5271132332.0746
Hughes River | North Fork/Hughes River | WV-OLK-31-L-30 | Bonds Creek | WVLKH-10-R | 564 | 0 | 0 | 0.68 | 763882128.1236 | 2820487857.6872 | 3584369985.8108 | 5271132332.0746
Hughes River | North Fork/Hughes River | WV-OLK-31-L-30-D | Painter Run | WVLKH-10-R-3 | 565 | 0 | 0 | 0 | 0 | 0 | 0 | 0
Hughes River | North Fork/Hughes River | WV-OLK-31-L-30-D-1 | Little Painter Run | WVLKH-10-R-3-A | 566 | 0 | 0 | 0 | 0 | 0 | 0 | 0
Hughes River | North Fork/Hughes River | WV-OLK-31-L-30-D | Painter Run | WVLKH-10-R-3 | 567 | 0 | 0 | 1.02 | 1145823192.1854 | 4230731786.5307 | 5376554978.7161 | 5271132332.0746
Hughes River | North Fork/Hughes River | WV-OLK-31-L-30 | Bonds Creek | WVLKH-10-R | 568 | 0 | 0 | 1.02 | 1145823192.1854 | 4230731786.5307 | 5376554978.7161 | 5271132332.0746
Hughes River | North Fork/Hughes River | WV-OLK-31-L-30-G | Wolfpen Run | WVLKH-10-R-3.5 | 569 | 0 | 0 | 2.72 | 3055528512.4944 | 11281951430.7486 | 14337479943.243 | 5271132332.0746
Hughes River | North Fork/Hughes River | WV-OLK-31-L-30 | Bonds Creek | WVLKH-10-R | 570 | 0 | 0 | 2.38 | 2673587448.4326 | 9871707501.905 | 12545294950.3376 | 5271132332.0746
Hughes River | North Fork/Hughes River | WV-OLK-31-L-30-K | Comfort Run | WVLKH-10-R-4 | 571 | 0 | 0 | 2.38 | 2673587448.4326 | 9871707501.905 | 12545294950.3376 | 5271132332.0746
Hughes River | North Fork/Hughes River | WV-OLK-31-L-30-K-3 | UNT/Comfort Run RM 0.97 |  | 572 | 0 | 0 | 3.06 | 3437469576.5562 | 12692195359.5922 | 16129664936.1484 | 5271132332.0746
Hughes River | North Fork/Hughes River | WV-OLK-31-L-30-K | Comfort Run | WVLKH-10-R-4 | 573 | 0 | 0 | 5.44 | 6111057024.9888 | 22563902861.4972 | 28674959886.486 | 5271132332.0746
Hughes River | North Fork/Hughes River | WV-OLK-31-L-30-K-5 | Beech Run | WVLKH-10-R-4-A | 574 | 0 | 0 | 21.76 | 24444228099.9553 | 90255611445.9887 | 114699839545.944 | 5271132332.0746
Hughes River | North Fork/Hughes River | WV-OLK-31-L-30-K | Comfort Run | WVLKH-10-R-4 | 575 | 0 | 0 | 2.72 | 3055528512.4944 | 11281951430.7486 | 14337479943.243 | 5271132332.0746
Hughes River | North Fork/Hughes River | WV-OLK-31-L-30 | Bonds Creek | WVLKH-10-R | 576 | 0 | 0 | 1.7 | 1909705320.309 | 7051219644.2179 | 8960924964.5269 | 5271132332.0746
Hughes River | North Fork/Hughes River | WV-OLK-31-L-30 | Bonds Creek | WVLKH-10-R | 577 | 0 | 0 | 15.64 | 17569288946.8429 | 64871220726.8044 | 82440509673.6473 | 5271132332.0746
Hughes River | North Fork/Hughes River | WV-OLK-31-L-30-O | Whiskey Run | WVLKH-10-R-5 | 578 | 0 | 0 | 14.96 | 16805406818.7193 | 62050732869.1173 | 78856139687.8366 | 5271132332.0746
Hughes River | North Fork/Hughes River | WV-OLK-31-L-30-O-3 | UNT/Whiskey Run RM 1.40 |  | 579 | 0 | 0 | 5.78 | 6492998089.0506 | 23974146790.3408 | 30467144879.3914 | 5271132332.0746
Hughes River | North Fork/Hughes River | WV-OLK-31-L-30-O | Whiskey Run | WVLKH-10-R-5 | 580 | 0 | 0 | 23.12 | 25971992356.2026 | 95896587161.3634 | 121868579517.566 | 5271132332.0746
Hughes River | North Fork/Hughes River | WV-OLK-31-L-30 | Bonds Creek | WVLKH-10-R | 581 | 0 | 0 | 11.9 | 13367937242.1631 | 49358537509.5252 | 62726474751.6882 | 5271132332.0746
Hughes River | North Fork/Hughes River | WV-OLK-31-L-30-U | UNT/Bonds Creek RM 11.47 | WVLKH-10-R-5.7 | 582 | 0 | 0 | 3.74 | 126040574169.076 | 465380581547.358 | 591421155716.434 | 158133998854.662
Hughes River | North Fork/Hughes River | WV-OLK-31-L-30 | Bonds Creek | WVLKH-10-R | 583 | 0 | 0 | 6.12 | 6874939153.1124 | 25384390719.1844 | 32259329872.2968 | 5271132332.0746
Hughes River | North Fork/Hughes River | WV-OLK-31-L-30-X | McGregor Run | WVLKH-10-R-6 | 584 | 0 | 0 | 2.04 | 2291646384.3708 | 8461463573.0615 | 10753109957.4323 | 5271132332.0747
Hughes River | North Fork/Hughes River | WV-OLK-31-L-30 | Bonds Creek | WVLKH-10-R | 585 | 0 | 0 | 7.82 | 8784644473.4214 | 32435610363.4023 | 41220254836.8237 | 5271132332.0746
Hughes River | North Fork/Hughes River | WV-OLK-31-L-30-AE | Big Knot Run | WVLKH-10-R-7 | 586 | 0 | 0 | 6.46 | 7256880217.1742 | 26794634648.028 | 34051514865.2022 | 5271132332.0746
Hughes River | North Fork/Hughes River | WV-OLK-31-L-30-AF | Blacks Run | WVLKH-10-R-8 | 587 | 0 | 0 | 2.38 | 80207677060.7748 | 296151422993.63 | 376359100054.405 | 158134075653.111
Hughes River | North Fork/Hughes River | WV-OLK-31-L-30 | Bonds Creek | WVLKH-10-R | 588 | 0 | 0 | 8.5 | 9548526601.545 | 35256098221.0894 | 44804624822.6344 | 5271132332.0746
Hughes River | North Fork/Hughes River | WV-OLK-31-L-30-AK | Charleys Run | WVLKH-10-R-9 | 589 | 0 | 0 | 3.74 | 4201351704.6798 | 15512683217.2793 | 19714034921.9591 | 5271132332.0746
Hughes River | North Fork/Hughes River | WV-OLK-31-L-30 | Bonds Creek | WVLKH-10-R | 590 | 0 | 0 | 4.76 | 5347174896.8652 | 19743415003.8101 | 25090589900.6753 | 5271132332.0746
Hughes River | North Fork/Hughes River | WV-OLK-31-L-30-AN | Long Bottom | WVLKH-10-R-10 | 591 | 0 | 0 | 4.76 | 5347174896.8652 | 19743415003.8101 | 25090589900.6753 | 5271132332.0746
Hughes River | North Fork/Hughes River | WV-OLK-31-L-30 | Bonds Creek | WVLKH-10-R | 592 | 0 | 0 | 4.76 | 5347174896.8652 | 19743415003.8101 | 25090589900.6753 | 5271132332.0746
Hughes River | North Fork/Hughes River | WV-OLK-31-L | North Fork/Hughes River | WVLKH-10 | 593 | 0 | 0 | 0 | 0 | 0 | 0 | 0
Hughes River | North Fork/Hughes River | WV-OLK-31-L-31 | UNT/North Fork RM 22.26/Hughes River | WVLKH-10-R.5 | 594 | 0 | 0 | 0 | 0 | 0 | 0 | 0
Hughes River | North Fork/Hughes River | WV-OLK-31-L | North Fork/Hughes River | WVLKH-10 | 595 | 0 | 0 | 0 | 0 | 0 | 0 | 0
Hughes River | North Fork/Hughes River | WV-OLK-31-L-32 | UNT/North Fork RM 22.63/Hughes River | WVLKH-10-R.6 | 596 | 0 | 0 | 0 | 0 | 0 | 0 | 0
Hughes River | North Fork/Hughes River | WV-OLK-31-L | North Fork/Hughes River | WVLKH-10 | 597 | 0 | 0.68 | 0 | 411321145.9127 | 1175203274.0363 | 1586524419.949 | 2333124146.9839
Hughes River | North Fork/Hughes River | WV-OLK-31-L-35 | Lost Run | WVLKH-10-S | 598 | 0 | 0 | 4.76 | 5347174896.8652 | 19743415003.8101 | 25090589900.6753 | 5271132332.0746
Hughes River | North Fork/Hughes River | WV-OLK-31-L | North Fork/Hughes River | WVLKH-10 | 599 | 0 | 0.68 | 0 | 411321145.9127 | 1175203274.0363 | 1586524419.949 | 2333124146.9839
Hughes River | North Fork/Hughes River | WV-OLK-31-L-37 | Third Run | WVLKH-10-T | 600 | 0 | 1.02 | 0.34 | 998922782.9309 | 3173048839.898 | 4171971622.8289 | 3067626193.2565
Hughes River | North Fork/Hughes River | WV-OLK-31-L-37-B | Back Run | WVLKH-10-T-1 | 601 | 0 | 0 | 0 | 0 | 0 | 0 | 0
Hughes River | North Fork/Hughes River | WV-OLK-31-L-37-B-1 | UNT/Back Run RM 0.88 |  | 602 | 0 | 0 | 3.4 | 3819410640.618 | 14102439288.4358 | 17921849929.0538 | 5271132332.0746
Hughes River | North Fork/Hughes River | WV-OLK-31-L-37-B | Back Run | WVLKH-10-T-1 | 603 | 0 | 0.34 | 1.7 | 2115365893.2654 | 7638821281.236 | 9754187174.5014 | 4781464301.2262
Hughes River | North Fork/Hughes River | WV-OLK-31-L-37-B-3 | UNT/Back Run RM 2.48 |  | 604 | 0 | 0 | 1.02 | 1145823192.1854 | 4230731786.5307 | 5376554978.7161 | 5271132332.0746
Hughes River | North Fork/Hughes River | WV-OLK-31-L-37-B | Back Run | WVLKH-10-T-1 | 605 | 0 | 0 | 3.74 | 4201351704.6798 | 15512683217.2793 | 19714034921.9591 | 5271132332.0746
Hughes River | North Fork/Hughes River | WV-OLK-31-L-37 | Third Run | WVLKH-10-T | 606 | 0 | 0 | 12.92 | 14513760434.3485 | 53589269296.0558 | 68103029730.4043 | 5271132332.0746
Hughes River | North Fork/Hughes River | WV-OLK-31-L | North Fork/Hughes River | WVLKH-10 | 607 | 0 | 0.68 | 3.74 | 4612672850.5925 | 16687886491.3157 | 21300559341.9082 | 4819131072.8299
Hughes River | North Fork/Hughes River | WV-OLK-31-L-41 | Stewart Run | WVLKH-10-V | 608 | 0 | 0 | 0.68 | 763882128.1236 | 2820487857.6872 | 3584369985.8108 | 5271132332.0746
Hughes River | North Fork/Hughes River | WV-OLK-31-L-41-B | UNT/Stewart Run RM 0.51 | WVLKH-10-V-2 | 609 | 0 | 0 | 3.4 | 3819410640.618 | 14102439288.4358 | 17921849929.0538 | 5271132332.0746
Hughes River | North Fork/Hughes River | WV-OLK-31-L-41 | Stewart Run | WVLKH-10-V | 610 | 0 | 0 | 5.1 | 5729115960.927 | 21153658932.6536 | 26882774893.5806 | 5271132332.0746
Hughes River | North Fork/Hughes River | WV-OLK-31-L-41-E | UNT/Stewart Run RM 1.67 |  | 611 | 0 | 0 | 0.34 | 381941064.0618 | 1410243928.8436 | 1792184992.9054 | 5271132332.0746
Hughes River | North Fork/Hughes River | WV-OLK-31-L-41 | Stewart Run | WVLKH-10-V | 612 | 0 | 0 | 0.68 | 763882128.1236 | 2820487857.6872 | 3584369985.8108 | 5271132332.0746
Hughes River | North Fork/Hughes River | WV-OLK-31-L-41-G | UNT/Stewart Run RM 2.17 |  | 613 | 0 | 0 | 1.36 | 1527764256.2472 | 5640975715.3743 | 7168739971.6215 | 5271132332.0746
Hughes River | North Fork/Hughes River | WV-OLK-31-L-41 | Stewart Run | WVLKH-10-V | 614 | 0 | 0 | 4.42 | 4965233832.8034 | 18333171074.9665 | 23298404907.7699 | 5271132332.0746
Hughes River | North Fork/Hughes River | WV-OLK-31-L | North Fork/Hughes River | WVLKH-10 | 615 | 0 | 0 | 1.36 | 1527764256.2472 | 5640975715.3743 | 7168739971.6215 | 5271132332.0746
Hughes River | North Fork/Hughes River | WV-OLK-31-L-42 | Cunningham Run | WVLKH-10-W | 616 | 0 | 0.68 | 1.36 | 1939085402.1599 | 6816178989.4106 | 8755264391.5705 | 4291796270.3777
Hughes River | North Fork/Hughes River | WV-OLK-31-L | North Fork/Hughes River | WVLKH-10 | 617 | 0 | 2.38 | 2.04 | 3731270395.0653 | 12574675032.1885 | 16305945427.2538 | 3689127924.7181
Hughes River | North Fork/Hughes River | WV-OLK-31-L-44 | Rockcamp Run | WVLKH-10-X | 618 | 0 | 0 | 3.06 | 3437469576.5562 | 12692195359.5922 | 16129664936.1484 | 5271132332.0746
Hughes River | North Fork/Hughes River | WV-OLK-31-L-44 | Rockcamp Run | WVLKH-10-X | 619 | 0 | 0 | 5.1 | 5729115960.927 | 21153658932.6536 | 26882774893.5806 | 5271132332.0746
Hughes River | North Fork/Hughes River | WV-OLK-31-L | North Fork/Hughes River | WVLKH-10 | 620 | 0 | 1.02 | 0 | 616981718.8691 | 1762804911.0545 | 2379786629.9235 | 2333124146.9839
Hughes River | North Fork/Hughes River | WV-OLK-31-L-45 | Bunnell Run | WVLKH-10-Y | 621 | 0 | 0 | 15.64 | 17569288946.8429 | 64871220726.8044 | 82440509673.6473 | 5271132332.0746
Hughes River | North Fork/Hughes River | WV-OLK-31-L-45-I | Horner Run |  | 622 | 0 | 0 | 14.62 | 16423465754.6575 | 60640488940.2737 | 77063954694.9312 | 5271132332.0746
Hughes River | North Fork/Hughes River | WV-OLK-31-L-45 | Bunnell Run | WVLKH-10-Y | 623 | 0 | 0 | 7.14 | 8020762345.2978 | 29615122505.7151 | 37635884851.0129 | 5271132332.0746
Hughes River | North Fork/Hughes River | WV-OLK-31-L | North Fork/Hughes River | WVLKH-10 | 624 | 0 | 0.68 | 0 | 411321145.9127 | 1175203274.0363 | 1586524419.949 | 2333124146.9839
Hughes River | North Fork/Hughes River | WV-OLK-31-L-46 | Goose Run | WVLKH-10-Z | 625 | 0 | 0 | 1.02 | 1145823192.1854 | 4230731786.5307 | 5376554978.7161 | 5271132332.0746
Hughes River | North Fork/Hughes River | WV-OLK-31-L | North Fork/Hughes River | WVLKH-10 | 626 | 0 | 0.68 | 0 | 411321145.9127 | 1175203274.0363 | 1586524419.949 | 2333124146.9839
Hughes River | North Fork/Hughes River | WV-OLK-31-L-50 | UNT/North Fork RM 34.74/Hughes River |  | 627 | 0 | 0.34 | 0 | 205660572.9564 | 587601637.0182 | 793262209.9745 | 2333124146.9839
Hughes River | North Fork/Hughes River | WV-OLK-31-L-51 | Beason Run | WVLKH-10-AA | 628 | 0 | 0.34 | 2.04 | 2497306957.3272 | 9049065210.0796 | 11546372167.4068 | 4851416877.0617
Hughes River | North Fork/Hughes River | WV-OLK-31-L-51-B | Little Beason Run |  | 629 | 0 | 0 | 9.86 | 11076290857.7922 | 40897073936.4637 | 51973364794.2559 | 5271132332.0746
Hughes River | North Fork/Hughes River | WV-OLK-31-L-51 | Beason Run | WVLKH-10-AA | 630 | 0 | 0 | 1.7 | 1909705320.309 | 7051219644.2179 | 8960924964.5269 | 5271132332.0746
Hughes River | North Fork/Hughes River | WV-OLK-31-L-51-D | Davis Run | WVLKH-10-AA-2 | 631 | 0 | 0 | 7.14 | 8020762345.2978 | 29615122505.7151 | 37635884851.0129 | 5271132332.0746
Hughes River | North Fork/Hughes River | WV-OLK-31-L-51 | Beason Run | WVLKH-10-AA | 632 | 0 | 0 | 9.18 | 10312408729.6687 | 38076586078.7766 | 48388994808.4452 | 5271132332.0746
Hughes River | North Fork/Hughes River | WV-OLK-31-L | North Fork/Hughes River | WVLKH-10 | 633 | 0 | 2.38 | 0 | 1439624010.6945 | 4113211459.1271 | 5552835469.8216 | 2333124146.9839
Hughes River | North Fork/Hughes River | WV-OLK-31-L-52 | Spring Run | WVLKH-10-BB | 634 | 0 | 0 | 1.36 | 1527764256.2472 | 5640975715.3743 | 7168739971.6215 | 5271132332.0746
Hughes River | North Fork/Hughes River | WV-OLK-31-L-52-B | Long Run | WVLKH-10-BB-1 | 635 | 0 | 0 | 24.82 | 27881697676.5114 | 102947806805.581 | 130829504482.093 | 5271132332.0746
Hughes River | North Fork/Hughes River | WV-OLK-31-L-52 | Spring Run | WVLKH-10-BB | 636 | 0 | 0 | 9.18 | 10312408729.6687 | 38076586078.7766 | 48388994808.4452 | 5271132332.0746
Hughes River | North Fork/Hughes River | WV-OLK-31-L | North Fork/Hughes River | WVLKH-10 | 637 | 0 | 1.7 | 2.72 | 4083831377.2762 | 14219959615.8394 | 18303790993.1156 | 4141129183.9628
Hughes River | North Fork/Hughes River | WV-OLK-31-L-54 | Bear Run | WVLKH-10-CC | 638 | 0 | 0 | 0 | 0 | 0 | 0 | 0
Hughes River | North Fork/Hughes River | WV-OLK-31-L | North Fork/Hughes River | WVLKH-10 | 639 | 0 | 4.76 | 4.08 | 7462540790.1306 | 25149350064.3771 | 32611890854.5077 | 3689127924.7181
Hughes River | North Fork/Hughes River | WV-OLK-31-L-56 | Lynncamp Run | WVLKH-10-DD | 640 | 0 | 2.72 | 1.7 | 3554989903.9598 | 11752032740.3631 | 15307022644.323 | 3463127295.0957
Hughes River | North Fork/Hughes River | WV-OLK-31-L-56-B | Buzzard Run | WVLKH-10-DD-1 | 641 | 0 | 0 | 1.7 | 1909705320.309 | 7051219644.2179 | 8960924964.5269 | 5271132332.0746
Hughes River | North Fork/Hughes River | WV-OLK-31-L-56 | Lynncamp Run | WVLKH-10-DD | 642 | 0 | 0 | 22.1 | 24826169164.0172 | 91665855374.8328 | 116492024538.85 | 5271132332.0747
Hughes River | North Fork/Hughes River | WV-OLK-31-L | North Fork/Hughes River | WVLKH-10 | 643 | 0 | 1.7 | 0 | 1028302864.7818 | 2938008185.0908 | 3966311049.8726 | 2333124146.9839
Hughes River | North Fork/Hughes River | WV-OLK-31-L-62 | Cabin Run | WVLKH-10-EE | 644 | 0 | 0 | 9.86 | 11076290857.7922 | 40897073936.4637 | 51973364794.2559 | 5271132332.0746
Hughes River | North Fork/Hughes River | WV-OLK-31-L-62-J | Leason Run | WVLKH-10-EE-1 | 645 | 0 | 0 | 12.58 | 14131819370.2867 | 52179025367.2123 | 66310844737.4989 | 5271132332.0746
Hughes River | North Fork/Hughes River | WV-OLK-31-L-62 | Cabin Run | WVLKH-10-EE | 646 | 0 | 0 | 0 | 0 | 0 | 0 | 0
Hughes River | North Fork/Hughes River | WV-OLK-31-L-62-K | UNT/Cabin Run RM 2.68 |  | 647 | 0 | 0 | 2.38 | 2673587448.4326 | 9871707501.905 | 12545294950.3376 | 5271132332.0746
Hughes River | North Fork/Hughes River | WV-OLK-31-L-62 | Cabin Run | WVLKH-10-EE | 648 | 0 | 0 | 4.08 | 4583292768.7416 | 16922927146.1229 | 21506219914.8645 | 5271132332.0746
Hughes River | North Fork/Hughes River | WV-OLK-31-L-62-N | UNT/Cabin Run RM 3.58 |  | 649 | 0 | 0 | 7.48 | 8402703409.3596 | 31025366434.5587 | 39428069843.9183 | 5271132332.0746
Hughes River | North Fork/Hughes River | WV-OLK-31-L-62 | Cabin Run | WVLKH-10-EE | 650 | 0 | 0 | 17 | 19097053203.0901 | 70512196442.1787 | 89609249645.2688 | 5271132332.0746
Hughes River | North Fork/Hughes River | WV-OLK-31-L-62-Q | UNT/Cabin Run RM 4.57 | WVLKH-10-EE-7 | 651 | 0 | 0 | 9.52 | 10694349793.7304 | 39486830007.6201 | 50181179801.3506 | 5271132332.0746
Hughes River | North Fork/Hughes River | WV-OLK-31-L-62 | Cabin Run | WVLKH-10-EE | 652 | 0 | 0 | 8.16 | 9166585537.4832 | 33845854292.2458 | 43012439829.729 | 5271132332.0746
Hughes River | North Fork/Hughes River | WV-OLK-31-L | North Fork/Hughes River | WVLKH-10 | 653 | 0 | 2.04 | 0 | 1233963437.7381 | 3525609822.1089 | 4759573259.8471 | 2333124146.9839
Hughes River | North Fork/Hughes River | WV-OLK-31-L-63 | Dotson Run | WVLKH-10-FF | 654 | 0 | 0 | 63.58 | 214268936938.672 | 791146844081.249 | 1.0054e+12 | 15813396996.224
Hughes River | North Fork/Hughes River | WV-OLK-31-L-63-I | UNT/Dotson Run RM 2.17 | WVLKH-10-FF-9 | 655 | 0 | 0 | 14.96 | 50416220456.1579 | 186152198607.352 | 236568419063.51 | 15813396996.2239
Hughes River | North Fork/Hughes River | WV-OLK-31-L-63 | Dotson Run | WVLKH-10-FF | 656 | 0 | 0 | 15.3 | 17187347882.7811 | 63460976797.9609 | 80648324680.742 | 5271132332.0746
Hughes River | North Fork/Hughes River | WV-OLK-31-L | North Fork/Hughes River | WVLKH-10 | 657 | 0 | 2.04 | 3.74 | 5435315142.4179 | 19038293039.3883 | 24473608181.8062 | 4234188266.7485
Hughes River | North Fork/Hughes River | WV-OLK-31-L-65 | UNT/North Fork RM 44.47/Hughes River | WVLKH-10-FF.5 | 658 | 0 | 0 | 1.02 | 1145823192.1854 | 4230731786.5307 | 5376554978.7161 | 5271132332.0746
Hughes River | North Fork/Hughes River | WV-OLK-31-L | North Fork/Hughes River | WVLKH-10 | 659 | 0 | 3.06 | 7.48 | 10253648565.9668 | 36313781167.7221 | 46567429733.6889 | 4418162213.8225
Hughes River | North Fork/Hughes River | WV-OLK-31-L-68 | Buck Run | WVLKH-10-GG | 660 | 0 | 0 | 22.44 | 25208110228.0789 | 93076099303.6761 | 118284209531.755 | 5271132332.0746
Hughes River | North Fork/Hughes River | WV-OLK-31-L | North Fork/Hughes River | WVLKH-10 | 661 | 0 | 2.38 | 0 | 1439624010.6945 | 4113211459.1271 | 5552835469.8216 | 2333124146.9839
Hughes River | North Fork/Hughes River | WV-OLK-31-L-69 | Gnat Run | WVLKH-10-HH | 662 | 0 | 0.68 | 4.08 | 4994613914.6543 | 18098130420.1592 | 23092744334.8135 | 4851416877.0617
Hughes River | North Fork/Hughes River | WV-OLK-31-L | North Fork/Hughes River | WVLKH-10 | 663 | 0 | 2.04 | 1.7 | 3143668758.0471 | 10576829466.3268 | 13720498224.3739 | 3668582412.9342
Hughes River | North Fork/Hughes River | WV-OLK-31-L-72 | Poplarlick Run | WVLKH-10-II | 664 | 0 | 2.04 | 21.42 | 75888751420.8948 | 277112932017.762 | 353001683438.657 | 15046960078.3741
Hughes River | North Fork/Hughes River | WV-OLK-31-L | North Fork/Hughes River | WVLKH-10 | 665 | 0 | 1.36 | 0 | 822642291.8254 | 2350406548.0726 | 3173048839.898 | 2333124146.9839
Hughes River | North Fork/Hughes River | WV-OLK-31-L-73 | Haddox Run | WVLKH-10-JJ | 666 | 0 | 0.68 | 10.54 | 12251494131.8286 | 44892765068.1871 | 57144259200.0157 | 5093071229.9479
Hughes River | North Fork/Hughes River | WV-OLK-31-L | North Fork/Hughes River | WVLKH-10 | 667 | 0 | 0 | 0 | 0 | 0 | 0 | 0
Hughes River | North Fork/Hughes River | WV-OLK-31-L-76 | Burton Run | WVLKH-10-KK | 668 | 0 | 0 | 7.48 | 252081102280.789 | 930760993036.761 | 1.1828e+12 | 158133969962.239
Hughes River | North Fork/Hughes River | WV-OLK-31-L | North Fork/Hughes River | WVLKH-10 | 669 | 0 | 0 | 3.06 | 3437469576.5562 | 12692195359.5922 | 16129664936.1484 | 5271132332.0746
Hughes River | North Fork/Hughes River | WV-OLK-31-L-79 | Marsh Run | WVLKH-10-LL | 670 | 0 | 0 | 11.9 | 97235143917.1448 | 359022069847.919 | 456257213765.064 | 38340942333.1987
Hughes River | North Fork/Hughes River | WV-OLK-31-L | North Fork/Hughes River | WVLKH-10 | 671 | 0 | 0 | 2.72 | 3055528512.4944 | 11281951430.7486 | 14337479943.243 | 5271132332.0746
Hughes River | North Fork/Hughes River | WV-OLK-31-L-80 | Lizzies Roost Run | WVLKH-10-MM | 672 | 0 | 0 | 7.82 | 8784644473.4214 | 32435610363.4023 | 41220254836.8237 | 5271132332.0746
Hughes River | North Fork/Hughes River | WV-OLK-31-L | North Fork/Hughes River | WVLKH-10 | 673 | 0 | 0 | 13.6 | 15277642562.4721 | 56409757153.743 | 71687399716.2151 | 5271132332.0746
Hughes River | North Fork/Hughes River | WV-OLK-31-L-84 | Straight Run | WVLKH-10-NN | 674 | 0 | 0 | 14.28 | 16041524690.5957 | 59230245011.4301 | 75271769702.0258 | 5271132332.0746
Hughes River | North Fork/Hughes River | WV-OLK-31-L | North Fork/Hughes River | WVLKH-10 | 675 | 0 | 0 | 10.54 | 11840172985.9159 | 43717561794.1509 | 55557734780.0667 | 5271132332.0746

## Mon Failing Septics
Watershed | TMDL Watershed | FINALCODE | Stream Name | WV Code | SUBID | Houses Occurring in Very Low Failure Zone | Houses Occurring in Low Failure Zone | Houses Occurring in Medium Failure Zone | Seasonal Failure Load (counts/year) | Complete Failure Load (counts/year) | Total Failure Load (counts/year) | Average Load Per House (counts/year)
Monongahela River | Monongahela River | WV-MU-3 | UNT/Monongahela River RM 93.07 | WVM-2.6 | 1301 | 0 | 0 | 0 | 0 | 0 | 0 | 0
Monongahela River | Monongahela River | WV-MU-5 | Laurel Run | WVM-2.7 | 1401 | 0 | 0 | 0 | 0 | 0 | 0 | 0
Monongahela River | Monongahela River | WV-MU-17 | Booths Creek | WVM-10 | 2301 | 0 | 1.62 | 0 | 1957629783.8909 | 5593227953.9741 | 7550857737.865 | 4661023294.9784
Monongahela River | Monongahela River | WV-MU-17-B | Jolliet Run | WVM-10-B | 2302 | 0 | 23.76 | 0 | 28727348307.9852 | 82078138022.8148 | 110805486330.8 | 4663530569.4781
Monongahela River | Monongahela River | WV-MU-17 | Booths Creek | WVM-10 | 2303 | 0 | 0 | 0 | 0 | 0 | 0 | 0
Monongahela River | Monongahela River | WV-MU-17-C | Bloody Run | WVM-10-C | 2304 | 0 | 43.2 | 1.62 | 55856404469.4577 | 162626993981.192 | 218483398450.65 | 4874685373.7316
Monongahela River | Monongahela River | WV-MU-17 | Booths Creek | WVM-10 | 2305 | 0 | 10.26 | 0 | 12394460761.913 | 35412745034.037 | 47807205795.95 | 4659571715.0049
Monongahela River | Monongahela River | WV-MU-17-G | Owl Creek | WVM-10-D | 2306 | 0 | 0 | 15.12 | 33993142653.4402 | 125513142105.01 | 159506284758.45 | 10549357457.5694
Monongahela River | Monongahela River | WV-MU-17-G-2 | UNT/Owl Creek RM 1.66 | WVM-10-D-2 | 2307 | 1.08 | 0 | 14.04 | 32131639766.6618 | 118438718674.788 | 150570358441.45 | 9958357039.7784
Monongahela River | Monongahela River | WV-MU-17-G | Owl Creek | WVM-10-D | 2308 | 0 | 0 | 3.24 | 7274722965.6102 | 26860515565.3298 | 34135238530.94 | 10535567447.821
Monongahela River | Monongahela River | WV-MU-17 | Booths Creek | WVM-10 | 2309 | 0 | 0.54 | 0 | 653315501.8429 | 1866615719.5511 | 2519931221.394 | 4666539298.8778
Monongahela River | Monongahela River | WV-MU-17-H | Mays Run | WVM-10-E | 2310 | 0 | 0.54 | 0 | 653315501.8429 | 1866615719.5511 | 2519931221.394 | 4666539298.8778
Monongahela River | Monongahela River | WV-MU-17 | Booths Creek | WVM-10 | 2311 | 0 | 2.16 | 0 | 2617895450.647 | 7479701287.563 | 10097596738.21 | 4674813304.7268
Monongahela River | Monongahela River | WV-MU-17-I | UNT/Booths Creek RM 6.27 | WVM-10-F | 2312 | 0 | 0 | 1.08 | 2428081618.1029 | 8965224436.0721 | 11393306054.175 | 10549357457.5694
Monongahela River | Monongahela River | WV-MU-17 | Booths Creek | WVM-10 | 2313 | 0 | 1.08 | 0 | 1308947725.3235 | 3739850643.7815 | 5048798369.105 | 4674813304.7268
Monongahela River | Monongahela River | WV-MU-17 | Booths Creek | WVM-10 | 2315 | 0 | 0 | 2.16 | 4856163236.2057 | 17930448872.1443 | 22786612108.35 | 10549357457.5694
Monongahela River | Monongahela River | WV-MU-20 | Brand Run | WVM-11 | 2401 | 0 | 4.32 | 0 | 5224207293.1054 | 14926306551.7296 | 20150513844.835 | 4664470797.4155
Monongahela River | Monongahela River | WV-MU-20-A | UNT/Brand Run RM 0.72 | WVM-11-A | 2402 | 0 | 45.9 | 0 | 55485483223.8907 | 158529952068.259 | 214015435292.15 | 4662645649.0665
Monongahela River | Monongahela River | WV-MU-20 | Brand Run | WVM-11 | 2403 | 0 | 48.6 | 0 | 58844729598.6148 | 168127798853.185 | 226972528451.8 | 4670216634.8107
Monongahela River | Monongahela River | WV-MU-31 | Birchfield Run | WVM-15 | 2601 | 0 | 29.16 | 0 | 35330004975.5463 | 100942871358.704 | 136272876334.25 | 4673281081.4215
Monongahela River | Monongahela River | WV-MU-32 | Whiteday Creek | WVM-16 | 2701 | 0 | 17.82 | 0 | 21545511230.9889 | 61558603517.1111 | 83104114748.1 | 4663530569.4781
Monongahela River | Monongahela River | WV-MU-32 | Whiteday Creek | WVM-16 | 2703 | 0 | 23.76 | 0 | 28727348307.9852 | 82078138022.8148 | 110805486330.8 | 4663530569.4781
Monongahela River | Monongahela River | WV-MU-32-E | UNT/Whiteday Creek RM 3.49 | none | 2704 | 0 | 14.04 | 0 | 17027904037.3944 | 48651154392.5556 | 65679058429.95 | 4677995614.6688
Monongahela River | Monongahela River | WV-MU-32 | Whiteday Creek | WVM-16 | 2705 | 0 | 23.76 | 0 | 28727348307.9852 | 82078138022.8148 | 110805486330.8 | 4663530569.4781
Monongahela River | Monongahela River | WV-MU-32-H | Laurel Run | WVM-16-B | 2706 | 0 | 2.16 | 0 | 2617895450.647 | 7479701287.563 | 10097596738.21 | 4674813304.7268
Monongahela River | Monongahela River | WV-MU-32 | Whiteday Creek | WVM-16 | 2707 | 0 | 17.28 | 0 | 20850494739.6667 | 59572842113.3333 | 80423336853 | 4654128290.1042
Monongahela River | Monongahela River | WV-MU-32-M | Lick Run | WVM-16-C | 2708 | 0 | 0 | 5.4 | 12092798647.0221 | 44650333465.9279 | 56743132112.95 | 10507987428.3241
Monongahela River | Monongahela River | WV-MU-32 | Whiteday Creek | WVM-16 | 2709 | 0 | 6.48 | 6.48 | 22441360409.7386 | 76300625393.1114 | 98741985802.85 | 7618980386.0224
Monongahela River | Monongahela River | WV-MU-32 | Whiteday Creek | WVM-16 | 2713 | 0 | 0 | 4.32 | 9712326472.4115 | 35860897744.2885 | 45573224216.7 | 10549357457.5694
Monongahela River | Monongahela River | WV-MU-32-U | Maple Run | WVM-16-E | 2714 | 0 | 0 | 8.1 | 18186807414.0254 | 67151288913.3246 | 85338096327.35 | 10535567447.821
Monongahela River | Monongahela River | WV-MU-32 | Whiteday Creek | WVM-16 | 2715 | 0 | 0 | 0.54 | 1209279864.7022 | 4465033346.5928 | 5674313211.295 | 10507987428.3241
Monongahela River | Monongahela River | WV-MU-32-W | Cherry Run | WVM-16-F | 2716 | 0 | 0 | 11.34 | 25518661711.8262 | 94222750935.9738 | 119741412647.8 | 10559207464.5326
Monongahela River | Monongahela River | WV-MU-32 | Whiteday Creek | WVM-16 | 2717 | 0 | 0 | 11.34 | 25518661711.8262 | 94222750935.9738 | 119741412647.8 | 10559207464.5326
Monongahela River | Monongahela River | WV-MU-42 | Little Creek | WVM-18 | 2901 | 0 | 53.46 | 0 | 64636533692.9667 | 184675810551.333 | 249312344244.3 | 4663530569.4781
Monongahela River | Monongahela River | WV-MU-42 | Little Creek | WVM-18 | 2902 | 0 | 27.54 | 0 | 33360791583.4667 | 95316547381.3333 | 128677338964.8 | 4672379773.5948
Monongahela River | Monongahela River | WV-MU-46 | UNT/Monongahela River RM 123.45 | WVM-20.2 | 3201 | 0 | 11.34 | 0 | 13668657662.6704 | 39053307607.6296 | 52721965270.3 | 4649203286.6226
Monongahela River | Monongahela River | WV-MU-53.9 | UNT/Monongahela River RM 126.94 | WVM-22.9 | 3501 | 0 | 0 | 0 | 0 | 0 | 0 | 0
Monongahela River | Monongahela River | WV-MU | Monongahela River | WVM | 5001 | 0 | 0 |  | 0 | 0 | 0 | 0
Monongahela River | Monongahela River | WV-MU | Monongahela River | WVM | 5002 | 0 | 7.02 |  | 1698514379.0043 | 4852898225.7264 | 6551412604.7307 | 933249658.7935
Monongahela River | Monongahela River | WV-MU | Monongahela River | WVM | 5003 | 0 | 10.26 |  | 2482444092.3908 | 7092697406.8309 | 9575141499.2218 | 933249658.7935
Monongahela River | Monongahela River | WV-MU | Monongahela River | WVM | 5004 | 0 | 0 |  | 0 | 0 | 0 | 0
Monongahela River | Monongahela River | WV-MU | Monongahela River | WVM | 5005 | 0 | 0 |  | 0 | 0 | 0 | 0
Monongahela River | Monongahela River | WV-MU | Monongahela River | WVM | 5006 | 0 | 0 |  | 0 | 0 | 0 | 0
Monongahela River | Monongahela River | WV-MU | Monongahela River | WVM | 5007 | 0 | 0 |  | 0 | 0 | 0 | 0
Monongahela River | Monongahela River | WV-MU | Monongahela River | WVM | 5008 | 0 | 3.24 |  | 783929713.3866 | 2239799181.1045 | 3023728894.4911 | 933249658.7935
Monongahela River | Monongahela River | WV-MU | Monongahela River | WVM | 5009 | 0 | 1.62 |  | 391964856.6933 | 1119899590.5522 | 1511864447.2455 | 933249658.7935
Monongahela River | Monongahela River | WV-MU-21 | UNT/Monongahela River RM 110.02 |  | 5010 | 0 | 0 |  | 0 | 0 | 0 | 0
Monongahela River | Monongahela River | WV-MU | Monongahela River | WVM | 5011 | 0 | 2.7 |  | 653274761.1555 | 1866499317.5871 | 2519774078.7426 | 933249658.7935
Monongahela River | Monongahela River | WV-MU-22 | Toms Run | WVM-12 | 5012 | 0 | 31.86 |  | 7708642181.6347 | 22024691947.5276 | 29733334129.1623 | 933249658.7935
Monongahela River | Monongahela River | WV-MU | Monongahela River | WVM | 5013 | 0 | 0 |  | 0 | 0 | 0 | 0
Monongahela River | Monongahela River | WV-MU-23 | Joes Run | WVM-13 | 5014 | 0 | 8.64 |  | 2090479235.6975 | 5972797816.2787 | 8063277051.9762 | 933249658.7935
Monongahela River | Monongahela River | WV-MU-24 | UNT/Monongahela River RM 112.56 |  | 5015 | 0 | 0 |  | 0 | 0 | 0 | 0
Monongahela River | Monongahela River | WV-MU | Monongahela River | WVM | 5016 | 0 | 0 |  | 0 | 0 | 0 | 0
Monongahela River | Monongahela River | WV-MU-26 | UNT/Monongahela River RM 113.29 |  | 5017 | 0 | 0 |  | 0 | 0 | 0 | 0
Monongahela River | Monongahela River | WV-MU | Monongahela River | WVM | 5018 | 0 | 0 |  | 0 | 0 | 0 | 0
Monongahela River | Monongahela River | WV-MU-28 | UNT/Monongahela River RM 113.75 |  | 5019 | 0 | 0 |  | 0 | 0 | 0 | 0
Monongahela River | Monongahela River | WV-MU | Monongahela River | WVM | 5020 | 0 | 0 |  | 0 | 0 | 0 | 0
Monongahela River | Monongahela River | WV-MU | Monongahela River | WVM | 5021 | 0 | 2.16 |  | 522619808.9244 | 1493199454.0697 | 2015819262.9941 | 933249658.7935
Monongahela River | Monongahela River | WV-MU-34 | UNT/Monongahela River RM 118.31 |  | 5022 | 0 | 0 |  | 0 | 0 | 0 | 0
Monongahela River | Monongahela River | WV-MU | Monongahela River | WVM | 5023 | 0 | 0 |  | 0 | 0 | 0 | 0
Monongahela River | Monongahela River | WV-MU-35 | UNT/Monongahela River RM 118.8 |  | 5024 | 0 | 0 |  | 0 | 0 | 0 | 0
Monongahela River | Monongahela River | WV-MU | Monongahela River | WVM | 5025 | 0 | 8.1 |  | 1959824283.4664 | 5599497952.7612 | 7559322236.2277 | 933249658.7935
Monongahela River | Monongahela River | WV-MU-40 | UNT/Monongahela River RM 120.62 |  | 5026 | 0 | 0 |  | 0 | 0 | 0 | 0
Monongahela River | Monongahela River | WV-MU | Monongahela River | WVM | 5027 | 0 | 5.94 |  | 1437204474.5421 | 4106298498.6916 | 5543502973.2336 | 933249658.7935
Monongahela River | Monongahela River | WV-MU-41 | UNT/Monongahela River RM 121.18 |  | 5028 | 0 | 3.24 |  | 783929713.3866 | 2239799181.1045 | 3023728894.4911 | 933249658.7935
Monongahela River | Monongahela River | WV-MU | Monongahela River | WVM | 5029 | 0 | 7.02 |  | 1698514379.0043 | 4852898225.7264 | 6551412604.7307 | 933249658.7935
Monongahela River | Monongahela River | WV-MU | Monongahela River | WVM | 5030 | 0 | 7.02 |  | 1698514379.0043 | 4852898225.7264 | 6551412604.7307 | 933249658.7935
Monongahela River | Monongahela River | WV-MU | Monongahela River | WVM | 5031 | 0 | 1.62 |  | 391964856.6933 | 1119899590.5522 | 1511864447.2455 | 933249658.7935
Monongahela River | Monongahela River | WV-MU-48 | UNT/Monongahela River RM 124.17 |  | 5032 | 0 | 9.18 |  | 2221134187.9286 | 6346097679.7961 | 8567231867.7247 | 933249658.7935
Monongahela River | Monongahela River | WV-MU-50 | UNT/Monongahela River RM 124.41 |  | 5033 | 0 | 0 |  | 0 | 0 | 0 | 0
Monongahela River | Monongahela River | WV-MU | Monongahela River | WVM | 5034 | 0 | 0 |  | 0 | 0 | 0 | 0
Monongahela River | Monongahela River | WV-MU-52 | UNT/Monongahela River RM 125.72 |  | 5035 | 0 | 11.34 |  | 2743753996.853 | 7839297133.8658 | 10583051130.7188 | 933249658.7935
Monongahela River | Monongahela River | WV-MU | Monongahela River | WVM | 5036 | 0 | 0 |  | 0 | 0 | 0 | 0
Monongahela River | Monongahela River | WV-MU-53 | UNT/Monongahela River RM 126.32 |  | 5037 | 0 | 0 |  | 0 | 0 | 0 | 0
Monongahela River | Monongahela River | WV-MU | Monongahela River | WVM | 5038 | 0 | 0 |  | 0 | 0 | 0 | 0
Monongahela River | Monongahela River | WV-MU | Monongahela River | WVM | 5039 | 0 | 0 |  | 0 | 0 | 0 | 0
Monongahela River | Monongahela River | WV-MU | Monongahela River | WVM | 5040 | 0 | 0 |  | 0 | 0 | 0 | 0
Monongahela River | Monongahela River | WV-MU | Monongahela River | WVM | 5041 | 0 | 0 |  | 0 | 0 | 0 | 0
Monongahela River | Monongahela River | WV-MU | Monongahela River | WVM | 6001 | 0 | 0 |  | 0 | 0 | 0 | 0
Monongahela River | Monongahela River | WV-MU | Monongahela River | WVM | 6002 | 0 | 0 |  | 0 | 0 | 0 | 0
Monongahela River | Monongahela River | WV-MU-4 | UNT/Monongahela River RM 94.3 |  | 6003 | 0 | 0 |  | 0 | 0 | 0 | 0
Monongahela River | Monongahela River | WV-MU | Monongahela River | WVM | 6004 | 0 | 0 |  | 0 | 0 | 0 | 0
Monongahela River | Monongahela River | WV-MU-6 | UNT/Monongahela River RM 96.09 |  | 6005 | 0 | 3.24 |  | 783929713.3866 | 2239799181.1045 | 3023728894.4911 | 933249658.7935
Monongahela River | Monongahela River | WV-MU | Monongahela River | WVM | 6006 | 0 | 10.26 |  | 2482444092.3908 | 7092697406.8309 | 9575141499.2218 | 933249658.7935
Monongahela River | Monongahela River | WV-MU | Monongahela River | WVM | 6007 | 0 | 0 |  | 0 | 0 | 0 | 0
Monongahela River | Monongahela River | WV-MU-9 | Courtney Run | WVM-5 | 6008 | 0 | 0 |  | 0 | 0 | 0 | 0
Monongahela River | Monongahela River | WV-MU | Monongahela River | WVM | 6009 | 0 | 0 |  | 0 | 0 | 0 | 0
Monongahela River | Monongahela River | WV-MU | Monongahela River | WVM | 6010 | 0 | 0 |  | 0 | 0 | 0 | 0
Monongahela River | Monongahela River | WV-MU | Monongahela River | WVM | 6011 | 0 | 3.78 |  | 914584665.6177 | 2613099044.6219 | 3527683710.2396 | 933249658.7935
Monongahela River | Monongahela River | WV-MU-16 | UNT/Monongahela River RM 104.91 | WVM-9.5 | 6012 | 0 | 0 |  | 0 | 0 | 0 | 0
Monongahela River | Monongahela River | WV-MU | Monongahela River | WVM | 6013 | 0 | 0.54 |  | 130654952.2311 | 373299863.5174 | 503954815.7485 | 933249658.7935
Monongahela River | Monongahela River | WV-MU-18 | UNT/Monongahela River RM 106.20 |  | 6014 | 0 | 9.72 |  | 2351789140.1597 | 6719397543.3135 | 9071186683.4732 | 933249658.7935
Monongahela River | Monongahela River | WV-MU | Monongahela River | WVM | 6015 | 0 | 0 |  | 0 | 0 | 0 | 0
Monongahela River | Monongahela River | WV-MU-19 | UNT/Monongahela River RM 107.00 |  | 6016 | 0 | 0 |  | 0 | 0 | 0 | 0
Monongahela River | Monongahela River | WV-MU | Monongahela River | WVM | 6017 | 0 | 17.82 |  | 4311613423.6262 | 12318895496.0747 | 16630508919.7009 | 933249658.7935
Monongahela River | Monongahela River | WV-MU-25 | UNT/Monongahela River RM 113.18 |  | 6018 | 0 | 4.86 |  | 1175894570.0799 | 3359698771.6568 | 4535593341.7366 | 933249658.7935
Monongahela River | Monongahela River | WV-MU | Monongahela River | WVM | 6019 | 0 | 0 |  | 0 | 0 | 0 | 0
Monongahela River | Monongahela River | WV-MU-27 | UNT/Monongahela River RM 113.57 |  | 6020 | 0 | 0 |  | 0 | 0 | 0 | 0
Monongahela River | Monongahela River | WV-MU-29 | UNT/Monongahela River RM 113.88 |  | 6021 | 0 | 3.24 |  | 783929713.3866 | 2239799181.1045 | 3023728894.4911 | 933249658.7935
Monongahela River | Monongahela River | WV-MU | Monongahela River | WVM | 6022 | 0 | 0 |  | 0 | 0 | 0 | 0
Monongahela River | Monongahela River | WV-MU | Monongahela River | WVM | 6023 | 0 | 6.48 |  | 1567859426.7731 | 4479598362.209 | 6047457788.9822 | 933249658.7935
Monongahela River | Monongahela River | WV-MU | Monongahela River | WVM | 6024 | 0 | 0 |  | 0 | 0 | 0 | 0
Monongahela River | Monongahela River | WV-MU-36 | UNT/Monongahela River RM 119.02 |  | 6025 | 0 | 0 |  | 0 | 0 | 0 | 0
Monongahela River | Monongahela River | WV-MU-37 | UNT/Monongahela River RM 119.47 |  | 6026 | 0 | 0 |  | 0 | 0 | 0 | 0
Monongahela River | Monongahela River | WV-MU-38 | UNT/Monongahela River RM 119.53 |  | 6027 | 0 | 0 |  | 0 | 0 | 0 | 0
Monongahela River | Monongahela River | WV-MU-39 | UNT/Monongahela River RM 120.02 |  | 6028 | 0 | 0 |  | 0 | 0 | 0 | 0
Monongahela River | Monongahela River | WV-MU | Monongahela River | WVM | 6029 | 0 | 2.16 |  | 522619808.9244 | 1493199454.0697 | 2015819262.9941 | 933249658.7935
Monongahela River | Monongahela River | WV-MU-43 | UNT/Monongahela River RM 121.74 |  | 6030 | 0 | 4.86 |  | 1175894570.0799 | 3359698771.6568 | 4535593341.7366 | 933249658.7935
Monongahela River | Monongahela River | WV-MU | Monongahela River | WVM | 6031 | 0 | 2.16 |  | 522619808.9244 | 1493199454.0697 | 2015819262.9941 | 933249658.7935
Monongahela River | Monongahela River | WV-MU | Monongahela River | WVM | 6032 | 0 | 3.78 |  | 914584665.6177 | 2613099044.6219 | 3527683710.2396 | 933249658.7935
Monongahela River | Monongahela River | WV-MU | Monongahela River | WVM | 6033 | 0 | 0 |  | 0 | 0 | 0 | 0
Monongahela River | Monongahela River | WV-MU | Monongahela River | WVM | 6034 | 0 | 0 |  | 0 | 0 | 0 | 0
Monongahela River | Monongahela River | WV-MU-51 | Hawkinberry Run | WVM-22.5 | 6035 | 0 | 7.02 |  | 1698514379.0043 | 4852898225.7264 | 6551412604.7307 | 933249658.7935
Monongahela River | Monongahela River | WV-MU | Monongahela River | WVM | 6036 | 0 | 0 |  | 0 | 0 | 0 | 0
Monongahela River | Monongahela River | WV-MU | Monongahela River | WVM | 6037 | 0 | 0 |  | 0 | 0 | 0 | 0
Monongahela River | Monongahela River | WV-MU | Monongahela River | WVM | 6038 | 0 | 0 |  | 0 | 0 | 0 | 0