## Intro
Appendix C
Failing Septic Analysis

## Method
Method
Failing septic systems represent non-permitted (nonpoint) sources that can contribute fecal coliform to receiving waterbodies through surface or subsurface flow. Although categorized as nonpoint sources (part of the load allocation in the TMDL equation), for modeling purposes it was most practical to model failing septic systems as continuous flow sources in the MDAS.
GIS shapefiles identifying the location of public sewer systems were used to identify sewered areas in the watersheds. GIS shapefiles developed to track all addressable structures in West Virginia for 911 emergency purposes were used to determine the locations of structures with potentially failing septic systems in the fecal coliform TMDL watersheds.
In the first step of the analysis, structures falling within known sewered areas were excluded from further consideration. Secondly, homes located more than 100 meters from a stream were excluded and not considered significant potential sources of fecal coliform because of the natural attenuation of fecal coliform concentrations that occurs because of bacterial die-off during overland travel. The remaining structures were assigned spatially to subwatersheds in the TMDL model.
Structures were further stratified by geographic zones of septic failure based on soil characteristics and geology. Estimated septic system failure rates across the watershed range from three percent to 24 percent. Table E-1 shows the percentage of homes assumed to be experiencing septic system failure within each of the four septic zones.
Table E-1. Septic failure rates in septic failure zones
Type | Zone
| Very Low | Low | Medium | High
Percent Homes with Periodic Failure | 3% | 7% | 13% | 19%
Percent Homes with Complete Failure | 5% | 10% | 24% | 28%
Under WVDEP guidance, it was assumed that between 20 and 55 percent of the non-sewered structures in each subwatershed were inhabited homes with septic systems. This percentage, specific to each subwatershed, was provided by WVDEP source tracking staff. To determine the number of unsewered houses occuring within each septic failure zone, the percentage of structures considered homes was calculated from the available structure GIS data. Homes within a sewered area or located further than 100 meters from water were excluded from the analysis. Multiple septic failure zones can occur within a subwatershed area.
To calculate failing septic wastewater flows, two types of failure were considered: complete failure and periodic failure. For the purposes of this analysis, complete failure was defined as 50 gallons per house per day of untreated sewage escaping a septic system as overland flow to receiving waters. Periodic failure was defined as 25 gallons per house per day of untreated sewage escaping a septic system as overland flow to receiving waters. Both types of failure were modeled as daily, year-round flows to simplify calculations.
Once failing septic flows had been developed, an appropriate fecal coliform concentration was determined at the TMDL watershed scale. Based on past experience with other West Virginia TMDLs, a concentration of 10,000 counts per 100 mL was used as a beginning concentration for failing septics. This concentration was further refined during model calibration at the subwatershed scale. A sensitivity analysis was performed by varying the modeled failing septic concentrations in multiple model runs, and then comparing model output to pre-TMDL monitoring data.
Total annual loads for failing septic sources are presented in the 'Failing Septics' tab of this workbook. The estimated number of houses with septic systems occurring in each geologically derived failing septic zone are listed, along with annual loads broken out for the percentage of these houses that were estimated to be experiencing complete and seasonal failure. An average annual load per house is also provided.

## Failing Septics Table
Watershed | TMDL Watershed | FINALCODE | AUID | Stream Name | WV Code | SUBID | Houses Occurring in Very Low Failure Zone | Houses Occurring in Low Failure Zone | Houses Occurring in Medium Failure Zone | Houses Occurring in High Failure Zone | Seasonal Failure Load (counts/year) | Complete Failure Load (counts/year) | Total Failure Load (counts/year) | Average Load Per House (counts/year)
Cacapon | Cacapon River | WV-PU-1 | WV-PU-1_13 | Cacapon River | WVPC | 1001 | 0 | 13.392 | 0 | 0 | 1620121403.7037 | 4628918296.2963 | 6249039700 | 466624828.2557
Cacapon | Cacapon River | WV-PU-1 | WV-PU-1_13 | Cacapon River | WVPC | 1002 | 0 | 19.716 | 0 | 0 | 2385178729.6296 | 6814796370.3704 | 9199975100 | 466624827.5512
Cacapon | Cacapon River | WV-PU-1 | WV-PU-1_13 | Cacapon River | WVPC | 1003 | 0 | 12.276 | 0 | 0 | 1485111288.8889 | 4243175111.1111 | 5728286400 | 466624828.9345
Cacapon | Cacapon River | WV-PU-1 | WV-PU-1_13 | Cacapon River | WVPC | 1004 | 0 | 10.044 | 0 | 0.744 | 1459395086.0068 | 4191742713.9932 | 5651137800 | 523835539.4883
Cacapon | Cacapon River | WV-PU-1-Q | WV-PU-1-Q_01 | Connor Hollow | WVPC-0.9 | 1005 | 0 | 1.488 | 0 | 2.232 | 912925558.0645 | 2674486141.9355 | 3587411700 | 964357983.871
Cacapon | Cacapon River | WV-PU-1 | WV-PU-1_12 | Cacapon River | WVPC | 1006 | 0 | 0 | 0 | 0.372 | 122152013.3333 | 360026986.6667 | 482179000 | 1296180107.5269
Cacapon | Cacapon River | WV-PU-1-R | WV-PU-1-R_01 | UNT/Cacapon River RM 11.71 | WVPC-0.93 | 1007 | 0 | 0 | 0 | 7.44 | 2443040216 | 7200539584 | 9643579800 | 1296180080.6452
Cacapon | Cacapon River | WV-PU-1 | WV-PU-1_12 | Cacapon River | WVPC | 1008 | 0 | 0 | 0 | 0.372 | 122152013.3333 | 360026986.6667 | 482179000 | 1296180107.5269
Cacapon | Cacapon River | WV-PU-1-S | WV-PU-1-S_01 | Constant Run | WVPC-1 | 1009 | 1.912 | 0.956 | 0 | 3.346 | 1313497059.7464 | 3899186240.2536 | 5212683300 | 838861168.3296
Cacapon | Cacapon River | WV-PU-1-S-3 | WV-PU-1-S-3_01 | Whisners Run | WVPC-1-A | 1010 | 0 | 0.372 | 0 | 0 | 45003362.963 | 128581037.037 | 173584400 | 466624731.1828
Cacapon | Cacapon River | WV-PU-1-S | WV-PU-1-S_01 | Constant Run | WVPC-1 | 1011 | 0.372 | 4.464 | 0 | 0 | 559327621.0682 | 1607263278.9318 | 2166590900 | 448013006.617
Cacapon | Cacapon River | WV-PU-1 | WV-PU-1_12 | Cacapon River | WVPC | 1012 | 0 | 0 | 0 | 6.696 | 2198736189.3333 | 6480485610.6667 | 8679221800 | 1296180077.6583
Cacapon | Cacapon River | WV-PU-1-T | WV-PU-1-T_01 | UNT/Cacapon River RM 12.60 |  | 1013 | 4.092 | 0.372 | 0 | 2.232 | 990074196.7742 | 2995938803.2258 | 3986013000 | 595282706.0932
Cacapon | Cacapon River | WV-PU-1-U | WV-PU-1-U_01 | UNT/Cacapon River RM 12.76 |  | 1014 | 0.744 | 0.372 | 0 | 0.744 | 327881713.3005 | 977216086.6995 | 1305097800 | 701665483.871
Cacapon | Cacapon River | WV-PU-1 | WV-PU-1_12 | Cacapon River | WVPC | 1015 | 0 | 0 | 0 | 1.652 | 542460006.6667 | 1598829493.3333 | 2141289500 | 1296180084.7458
Cacapon | Cacapon River | WV-PU-1-V | WV-PU-1-V_01 | Chriswell Run | WVPC-1.3 | 1016 | 0.372 | 1.488 | 0 | 0 | 199300639.6694 | 578614760.3306 | 777915400 | 418234086.0215
Cacapon | Cacapon River | WV-PU-1 | WV-PU-1_12 | Cacapon River | WVPC | 1017 | 0 | 0 | 0 | 1.116 | 366456040 | 1080080960 | 1446537000 | 1296180107.5269
Cacapon | Cacapon River | WV-PU-1 | WV-PU-1_12 | Cacapon River | WVPC | 1018 | 0 | 0 | 0 | 0 | 0 | 0 | 0 | 0
Cacapon | Cacapon River | WV-PU-1-X | WV-PU-1-X_01 | Trofton Hollow | WVPC-1.5 | 1019 | 0 | 0.372 | 0 | 0 | 45003362.963 | 128581037.037 | 173584400 | 466624731.1828
Cacapon | Cacapon River | WV-PU-1 | WV-PU-1_12 | Cacapon River | WVPC | 1020 | 0 | 0.372 | 0 | 18.972 | 6274755916.5109 | 18489956983.4891 | 24764712900 | 1280227093.6725
Cacapon | Cacapon River | WV-PU-1-AB | WV-PU-1-AB_01 | Stony Creek | WVPC-2 | 1021 | 0 | 0 | 0 | 13.764 | 4519624392 | 13320998208 | 17840622600 | 1296180078.4656
Cacapon | Cacapon River | WV-PU-1-AC | WV-PU-1-AC_01 | UNT/Cacapon River RM 20.91 |  | 1022 | 1.86 | 0.372 | 0 | 1.488 | 630047225 | 1890141675 | 2520188900 | 677470134.4086
Cacapon | Cacapon River | WV-PU-1 | WV-PU-1_12 | Cacapon River | WVPC | 1023 | 0 | 0 | 0 | 1.86 | 610760066.6667 | 1800134933.3333 | 2410895000 | 1296180107.5269
Cacapon | Cacapon River | WV-PU-1-AD | WV-PU-1-AD_01 | UNT/Cacapon River RM 21.14 | WVPC-2.1 | 1024 | 0 | 0 | 0 | 1.488 | 488608053.3333 | 1440107946.6667 | 1928716000 | 1296180107.5269
Cacapon | Cacapon River | WV-PU-1 | WV-PU-1_12 | Cacapon River | WVPC | 1025 | 1.116 | 0 | 0 | 5.952 | 2012293647.8612 | 5953303252.1388 | 7965596900 | 1126994468.0249
Cacapon | Cacapon River | WV-PU-1-AG | WV-PU-1-AG_01 | Critton Run | WVPC-3 | 1026 | 2.232 | 0 | 0 | 0.372 | 237874958.8235 | 745770141.1765 | 983645100 | 377743894.0092
Cacapon | Cacapon River | WV-PU-1-AG-1 | WV-PU-1-AG-1_01 | UNT/Critton Run RM 1.93 |  | 1027 | 7.44 | 0.372 | 0 | 0 | 430746571.777 | 1414391728.223 | 1845138300 | 236192818.7404
Cacapon | Cacapon River | WV-PU-1-AG | WV-PU-1-AG_01 | Critton Run | WVPC-3 | 1028 | 13.392 | 1.488 | 0 | 0 | 874351225 | 2828783375 | 3703134600 | 248866572.5806
Cacapon | Cacapon River | WV-PU-1-AG | WV-PU-1-AG_01 | Critton Run | WVPC-3 | 1029 | 4.092 | 0 | 0 | 0 | 212158753.8462 | 707195846.1538 | 919354600 | 224671212.1212
Cacapon | Cacapon River | WV-PU-1 | WV-PU-1_11 | Cacapon River | WVPC | 1030 | 0 | 0 | 0 | 1.86 | 610760066.6667 | 1800134933.3333 | 2410895000 | 1296180107.5269
Cacapon | Cacapon River | WV-PU-1-AI | WV-PU-1-AI_01 | Falling Spring Run | WVPC-4 | 1031 | 0 | 0 | 0 | 0 | 0 | 0 | 0 | 0
Cacapon | Cacapon River | WV-PU-1 | WV-PU-1_11 | Cacapon River | WVPC | 1032 | 4.092 | 0 | 0 | 0 | 212158753.8462 | 707195846.1538 | 919354600 | 224671212.1212
Cacapon | Cacapon River | WV-PU-1-AL | WV-PU-1-AL_01 | Wolf Hollow | WVPC-5 | 1033 | 12.648 | 0 | 0 | 0.744 | 900067449.3243 | 2905932050.6757 | 3805999500 | 284199484.767
Cacapon | Cacapon River | WV-PU-1 | WV-PU-1_11 | Cacapon River | WVPC | 1034 | 0 | 0 | 0 | 0.744 | 244304026.6667 | 720053973.3333 | 964358000 | 1296180107.5269
Cacapon | Cacapon River | WV-PU-1-AM | WV-PU-1-AM_01 | Bowers Run | WVPC-6 | 1035 | 0 | 0 | 0 | 1.116 | 366456040 | 1080080960 | 1446537000 | 1296180107.5269
Cacapon | Cacapon River | WV-PU-1 | WV-PU-1_11 | Cacapon River | WVPC | 1036 | 0 | 0 | 0 | 1.116 | 366456040 | 1080080960 | 1446537000 | 1296180107.5269
Cacapon | Cacapon River | WV-PU-1-AN | WV-PU-1-AN_01 | UNT/Cacapon River RM 30.97 |  | 1037 | 0 | 0 | 0 | 0.372 | 122152013.3333 | 360026986.6667 | 482179000 | 1296180107.5269
Cacapon | Cacapon River | WV-PU-1 | WV-PU-1_11 | Cacapon River | WVPC | 1038 | 0 | 0 | 0 | 6.696 | 2198736189.3333 | 6480485610.6667 | 8679221800 | 1296180077.6583
Cacapon | Cacapon River | WV-PU-1-AQ | WV-PU-1-AQ_01 | UNT/Cacapon River RM 38.58 | WVPC-6.4 | 1039 | 4.836 | 0 | 0 | 5.208 | 1960861238.3101 | 5876154661.6899 | 7837015900 | 780268409.0004
Cacapon | Cacapon River | WV-PU-1 | WV-PU-1_11 | Cacapon River | WVPC | 1040 | 0 | 0 | 0 | 1.652 | 542460006.6667 | 1598829493.3333 | 2141289500 | 1296180084.7458
Cacapon | Cacapon River | WV-PU-1 | WV-PU-1_10 | Cacapon River | WVPC | 2001 | 0 | 0 | 0 | 0.236 | 77494286.6667 | 228404213.3333 | 305898500 | 1296180084.7458
Cacapon | Cacapon River | WV-PU-1-AT | WV-PU-1-AT_02 | Bloomery Run | WVPC-8 | 2002 | 0 | 0.999 | 0 | 0 | 120855829.6296 | 345302370.3704 | 466158200 | 466624824.8248
Cacapon | Cacapon River | WV-PU-1-AT-1 | WV-PU-1-AT-1_01 | Ivy Run | WVPC-8-A | 2003 | 0 | 0.744 | 0 | 0 | 90006751.8519 | 257162148.1481 | 347168900 | 466624865.5914
Cacapon | Cacapon River | WV-PU-1-AT-1-C | WV-PU-1-AT-1-C_01 | Horsebone Hollow | WVPC-8-A-1 | 2004 | 0 | 0 | 0 | 0 | 0 | 0 | 0 | 0
Cacapon | Cacapon River | WV-PU-1-AT-1 | WV-PU-1-AT-1_01 | Ivy Run | WVPC-8-A | 2005 | 0 | 0 | 0 | 0 | 0 | 0 | 0 | 0
Cacapon | Cacapon River | WV-PU-1-AT | WV-PU-1-AT_02 | Bloomery Run | WVPC-8 | 2006 | 0 | 5.424 | 0 | 0 | 656178211.1111 | 1874794888.8889 | 2530973100 | 466624834.0708
Cacapon | Cacapon River | WV-PU-1-AT-6 | WV-PU-1-AT-6_01 | UNT/Bloomery Run RM 3.87 |  | 2007 | 0 | 1.488 | 0 | 0 | 180013477.7778 | 514324222.2222 | 694337700 | 466624798.3871
Cacapon | Cacapon River | WV-PU-1-AT | WV-PU-1-AT_01 | Bloomery Run | WVPC-8 | 2008 | 0.296 | 8.584 | 0 | 0 | 1053811684.9246 | 3018198515.0754 | 4072010200 | 458559707.2072
Cacapon | Cacapon River | WV-PU-1-AT-9 | WV-PU-1-AT-9_01 | UNT/Bloomery Run RM 5.15 |  | 2009 | 0.372 | 0 | 0 | 0 | 19287161.5385 | 64290538.4615 | 83577700 | 224671236.5591
Cacapon | Cacapon River | WV-PU-1-AT | WV-PU-1-AT_01 | Bloomery Run | WVPC-8 | 2010 | 0 | 0.29 | 0.58 | 0.29 | 260618614.2857 | 862046185.7143 | 1122664800 | 967814482.7586
Cacapon | Cacapon River | WV-PU-1 | WV-PU-1_10 | Cacapon River | WVPC | 2011 | 0 | 2.604 | 0 | 0 | 315023618.5185 | 900067481.4815 | 1215091100 | 466624846.3902
Cacapon | Cacapon River | WV-PU-1-AW | WV-PU-1-AW_01 | UNT/Cacapon River RM 44.18 |  | 2012 | 0 | 0 | 0 | 0 | 0 | 0 | 0 | 0
Cacapon | Cacapon River | WV-PU-1 | WV-PU-1_10 | Cacapon River | WVPC | 2013 | 0 | 0 | 0 | 0 | 0 | 0 | 0 | 0
Cacapon | Cacapon River | WV-PU-1-AY | WV-PU-1-AY_01 | Cold Stream | WVPC-9 | 2014 | 0 | 7.44 | 0 | 0 | 900067440.7407 | 2571621259.2593 | 3471688700 | 466624825.2688
Cacapon | Cacapon River | WV-PU-1-AY-2 | WV-PU-1-AY-2_01 | Frog Hollow | WVPC-9-A | 2015 | 0 | 7.812 | 0 | 0 | 945070829.6296 | 2700202370.3704 | 3645273200 | 466624833.5893
Cacapon | Cacapon River | WV-PU-1-AY | WV-PU-1-AY_01 | Cold Stream | WVPC-9 | 2016 | 0 | 9.3 | 0 | 0 | 1125084307.4074 | 3214526592.5926 | 4339610900 | 466624827.957
Cacapon | Cacapon River | WV-PU-1 | WV-PU-1_10 | Cacapon River | WVPC | 2017 | 0 | 2.37 | 0 | 0 | 286715022.2222 | 819185777.7778 | 1105900800 | 466624810.1266
Cacapon | Cacapon River | WV-PU-1-AZ | WV-PU-1-AZ_01 | Edwards Run | WVPC-10 | 2018 | 0 | 5.58 | 0 | 0 | 675050574.0741 | 1928715925.9259 | 2603766500 | 466624820.7885
Cacapon | Cacapon River | WV-PU-1-AZ | WV-PU-1-AZ_01 | Edwards Run | WVPC-10 | 2019 | 0 | 1.488 | 0 | 0.744 | 424317504.6512 | 1234378195.3488 | 1658695700 | 743143234.767
Cacapon | Cacapon River | WV-PU-1-AZ | WV-PU-1-AZ_01 | Edwards Run | WVPC-10 | 2020 | 0 | 0.372 | 0 | 0.744 | 289307389.8305 | 848635010.1695 | 1137942400 | 1019661648.7455
Cacapon | Cacapon River | WV-PU-1-AZ | WV-PU-1-AZ_01 | Edwards Run | WVPC-10 | 2021 | 0 | 1.116 | 0 | 10.044 | 3433114398.8604 | 10106471601.1396 | 13539586000 | 1213224551.9713
Cacapon | Cacapon River | WV-PU-1-AZ | WV-PU-1-AZ_01 | Edwards Run | WVPC-10 | 2022 | 0 | 4.692 | 0 | 1.173 | 952796045.3552 | 2757026854.6448 | 3709822900 | 632535873.8278
Cacapon | Cacapon River | WV-PU-1 | WV-PU-1_10 | Cacapon River | WVPC | 2023 | 0 | 7.812 | 0 | 0 | 945070829.6296 | 2700202370.3704 | 3645273200 | 466624833.5893
Cacapon | Cacapon River | WV-PU-1-BC | WV-PU-1-BC_01 | Sandy Hollow | WVPC-10.3 | 2024 | 0 | 8.184 | 0 | 0 | 990074192.5926 | 2828783407.4074 | 3818857600 | 466624828.9345
Cacapon | Cacapon River | WV-PU-1 | WV-PU-1_10 | Cacapon River | WVPC | 2025 | 0 | 2.232 | 0 | 0.744 | 514324256.4103 | 1491540343.5897 | 2005864600 | 674013642.4731
Cacapon | Cacapon River | WV-PU-1 | WV-PU-1_10 | Cacapon River | WVPC | 2026 | 0 | 11.16 | 0 | 0.744 | 1594405200.8333 | 4577485899.1667 | 6171891100 | 518472034.6102
Cacapon | Dillons Run | WV-PU-1-BI | WV-PU-1-BI_03 | Dillons Run | WVPC-11 | 2027 | 0 | 24.924 | 0 | 0 | 3015225940.7407 | 8614931259.2593 | 11630157200 | 466624827.4755
Cacapon | Dillons Run | WV-PU-1-BI-1 | WV-PU-1-BI-1_01 | UNT/Dillons Run RM 6.38 |  | 2028 | 0 | 10.332 | 0 | 12.3 | 5288829500.1638 | 15475353199.8362 | 20764182700 | 917470073.3475
Cacapon | Dillons Run | WV-PU-1-BI | WV-PU-1-BI_03 | Dillons Run | WVPC-11 | 2029 | 0 | 2.976 | 0 | 0 | 360026981.4815 | 1028648518.5185 | 1388675500 | 466624831.9892
Cacapon | Dillons Run | WV-PU-1-BI-2 | WV-PU-1-BI-2_01 | Gunbarrel Hollow | WVPC-11-A | 2030 | 0 | 1.888 | 0 | 0 | 228404218.5185 | 652583481.4815 | 880987700 | 466624841.1017
Cacapon | Dillons Run | WV-PU-1-BI-2 | WV-PU-1-BI-2_01 | Gunbarrel Hollow | WVPC-11-A | 2031 | 0 | 0 | 0 | 0 | 0 | 0 | 0 | 0
Cacapon | Dillons Run | WV-PU-1-BI | WV-PU-1-BI_01 | Dillons Run | WVPC-11 | 2032 | 0 | 12.54 | 0 | 0 | 1517049177.7778 | 4334426222.2222 | 5851475400 | 466624832.5359
Cacapon | Dillons Run | WV-PU-1-BI-6 | WV-PU-1-BI-6_01 | Parks Hollow | WVPC-11-B | 2033 | 0 | 0.77 | 0 | 0 | 93152137.037 | 266148962.963 | 359301100 | 466624805.1948
Cacapon | Dillons Run | WV-PU-1-BI | WV-PU-1-BI_01 | Dillons Run | WVPC-11 | 2034 | 0 | 2.782 | 0 | 0 | 336557485.1852 | 961592814.8148 | 1298150300 | 466624838.2459
Cacapon | Cacapon River | WV-PU-1 | WV-PU-1_09 | Cacapon River | WVPC | 2035 | 0 | 1.116 | 0 | 3.348 | 1234378209.5238 | 3625985990.4762 | 4860364200 | 1088791263.4409
Cacapon | Mill Branch | WV-PU-1-BJ | WV-PU-1-BJ_02 | Mill Branch | WVPC-12 | 2036 | 0 | 0 | 2.124 | 21.476 | 7529181716.626 | 22546758683.374 | 30075940400 | 1274404254.2373
Cacapon | Mill Branch | WV-PU-1-BJ-4 | WV-PU-1-BJ-4_01 | UNT/Mill Branch RM 1.99 | WVPC-12-B | 2037 | 0 | 0 | 10.416 | 14.136 | 6981951778.631 | 22321672721.369 | 29303624500 | 1193533093.027
Cacapon | Mill Branch | WV-PU-1-BJ | WV-PU-1-BJ_02 | Mill Branch | WVPC-12 | 2038 | 0 | 0 | 0 | 17.856 | 5863296513.3333 | 17281294986.6667 | 23144591500 | 1296180079.5251
Cacapon | Mill Branch | WV-PU-1-BJ-7 | WV-PU-1-BJ-7_01 | UNT/Mill Branch RM 3.38 | WVPC-12-D | 2039 | 0 | 0 | 0.744 | 3.72 | 1388675493.578 | 4217458906.422 | 5606134400 | 1255854480.2867
Cacapon | Mill Branch | WV-PU-1-BJ | WV-PU-1-BJ_02 | Mill Branch | WVPC-12 | 2040 | 0 | 0 | 0 | 0 | 0 | 0 | 0 | 0
Cacapon | Mill Branch | WV-PU-1-BJ-8 | WV-PU-1-BJ-8_01 | UNT/Mill Branch RM 4.64 |  | 2041 | 0 | 0 | 2.976 | 2.604 | 1523685610.3653 | 4988945289.6347 | 6512630900 | 1167138154.1219
Cacapon | Mill Branch | WV-PU-1-BJ | WV-PU-1-BJ_02 | Mill Branch | WVPC-12 | 2042 | 0 | 0 | 0 | 0.318 | 104420276 | 307765024 | 412185300 | 1296180188.6792
Cacapon | Mill Branch | WV-PU-1-BJ-9 | WV-PU-1-BJ-9_01 | UNT/Mill Branch RM 5.21 |  | 2043 | 0 | 0 | 0 | 2.36 | 774942866.6667 | 2284042133.3333 | 3058985000 | 1296180084.7458
Cacapon | Mill Branch | WV-PU-1-BJ | WV-PU-1-BJ_01 | Mill Branch | WVPC-12 | 2044 | 0 | 0 | 3.48 | 8.265 | 3495797685.5724 | 10885838814.4276 | 14381636500 | 1224490123.4568
Cacapon | Mill Branch | WV-PU-1-BJ | WV-PU-1-BJ_01 | Mill Branch | WVPC-12 | 2045 | 0 | 0 | 5.952 | 17.112 | 6956235571.3963 | 21498753928.6037 | 28454989500 | 1233740439.6462
Cacapon | Cacapon River | WV-PU-1 | WV-PU-1_09 | Cacapon River | WVPC | 2046 | 0 | 0 | 0 | 11.532 | 3786712337.3333 | 11160836362.6667 | 14947548700 | 1296180081.5123
Cacapon | Cacapon River | WV-PU-1-BL | WV-PU-1-BL_01 | UNT/Cacapon River RM 53.56 |  | 2047 | 0 | 0 | 0 | 4.956 | 1627380020 | 4796488480 | 6423868500 | 1296180084.7458
Cacapon | Cacapon River | WV-PU-1 | WV-PU-1_09 | Cacapon River | WVPC | 2048 | 0 | 0 | 0 | 21.24 | 6974485774.6667 | 20556379125.3333 | 27530864900 | 1296180080.0377
Cacapon | Cacapon River | WV-PU-1-BQ | WV-PU-1-BQ_01 | Kale Hollow | WVPC-12.5 | 2049 | 0 | 0 | 0 | 0 | 0 | 0 | 0 | 0
Cacapon | Cacapon River | WV-PU-1-BR | WV-PU-1-BR_01 | UNT/Cacapon River RM 55.22 |  | 2050 | 0 | 0 | 0 | 3.39 | 1113159460 | 3280891040 | 4394050500 | 1296180088.4956
Cacapon | Cacapon River | WV-PU-1 | WV-PU-1_09 | Cacapon River | WVPC | 2051 | 0 | 0 | 0 | 27.685 | 9090802218.6667 | 26793943381.3333 | 35884745600 | 1296180083.0775
Cacapon | Cacapon River | WV-PU-1-BS | WV-PU-1-BS_01 | Old Man Run | WVPC-13 | 2052 | 0 | 0 | 0 | 1.86 | 610760066.6667 | 1800134933.3333 | 2410895000 | 1296180107.5269
Cacapon | Cacapon River | WV-PU-1-BS-4 | WV-PU-1-BS-4_01 | UNT/Old Man Run RM 1.45 |  | 2053 | 0 | 0 | 1.488 | 7.812 | 2899503000.4398 | 8794944799.5602 | 11694447800 | 1257467505.3763
Cacapon | Cacapon River | WV-PU-1-BS | WV-PU-1-BS_01 | Old Man Run | WVPC-13 | 2054 | 0 | 0 | 6.372 | 19.588 | 7863630758.6382 | 24243475741.3618 | 32107106500 | 1236791467.6425
Cacapon | Cacapon River | WV-PU-1 | WV-PU-1_09 | Cacapon River | WVPC | 2055 | 0 | 0 | 0 | 21.197 | 6960366064 | 20514763136 | 27475129200 | 1296180082.0871
Cacapon | Cacapon River | WV-PU-1-BU | WV-PU-1-BU_01 | UNT/Cacapon River RM 58.48 | WVPC-13.6 | 2056 | 0 | 0 | 5.952 | 20.46 | 8055603666.1831 | 24738996733.8169 | 32794600400 | 1241655323.3379
Cacapon | Cacapon River | WV-PU-1 | WV-PU-1_09 | Cacapon River | WVPC | 2057 | 0 | 0 | 0 | 0.744 | 244304026.6667 | 720053973.3333 | 964358000 | 1296180107.5269
Cacapon | Cacapon River | WV-PU-1 | WV-PU-1_09 | Cacapon River | WVPC | 2058 | 0 | 0 | 0 | 0.744 | 244304026.6667 | 720053973.3333 | 964358000 | 1296180107.5269
Cacapon | Cacapon River | WV-PU-1-BW | WV-PU-1-BW_01 | Crooked Run | WVPC-14 | 2059 | 0 | 0 | 1.116 | 11.904 | 4159597416.4924 | 12446646983.5076 | 16606244400 | 1275441198.1567
Cacapon | Cacapon River | WV-PU-1 | WV-PU-1_09 | Cacapon River | WVPC | 2060 | 0 | 0 | 0 | 1.416 | 464965720 | 1370425280 | 1835391000 | 1296180084.7458
Cacapon | Lowman Branch | WV-PU-1-CA | WV-PU-1-CA_01 | Loman Branch | WVPC-15 | 2061 | 0 | 0 | 0 | 6.324 | 2076584176 | 6120458624 | 8197042800 | 1296180075.9013
Cacapon | Lowman Branch | WV-PU-1-CA-2 | WV-PU-1-CA-2_01 | UNT/Loman Branch RM 2.31 |  | 2062 | 0 | 0 | 0 | 2.232 | 732912054.6667 | 2160161845.3333 | 2893073900 | 1296180062.724
Cacapon | Lowman Branch | WV-PU-1-CA | WV-PU-1-CA_01 | Loman Branch | WVPC-15 | 2063 | 0 | 0 | 0 | 0 | 0 | 0 | 0 | 0
Cacapon | Lowman Branch | WV-PU-1-CA-4 | WV-PU-1-CA-4_01 | UNT/Loman Branch RM 2.95 | WVPC-15-D | 2064 | 0 | 0 | 0 | 0.744 | 244304026.6667 | 720053973.3333 | 964358000 | 1296180107.5269
Cacapon | Lowman Branch | WV-PU-1-CA | WV-PU-1-CA_01 | Loman Branch | WVPC-15 | 2065 | 0 | 0 | 1.488 | 4.092 | 1677982892.3293 | 5194675007.6707 | 6872657900 | 1231659121.8638
Cacapon | Lowman Branch | WV-PU-1-CA | WV-PU-1-CA_01 | Loman Branch | WVPC-15 | 2066 | 0 | 0 | 0 | 0.372 | 122152013.3333 | 360026986.6667 | 482179000 | 1296180107.5269
Cacapon | Lowman Branch | WV-PU-1-CA-9 | WV-PU-1-CA-9_01 | UNT/Loman Branch RM 5.24 | WVPC-15-H | 2067 | 1.488 | 0 | 5.208 | 0 | 1247236320.9713 | 4577485879.0287 | 5824722200 | 869880854.2413
Cacapon | Lowman Branch | WV-PU-1-CA | WV-PU-1-CA_01 | Loman Branch | WVPC-15 | 2068 | 0 | 0 | 0 | 17.112 | 5618992512 | 16561241088 | 22180233600 | 1296180084.1515
Cacapon | Cacapon River | WV-PU-1 | WV-PU-1_08 | Cacapon River | WVPC | 2069 | 0 | 0 | 0 | 7.191 | 2361277186.6667 | 6959553813.3333 | 9320831000 | 1296180086.2189
Cacapon | Cacapon River | WV-PU-1 | WV-PU-1_08 | Cacapon River | WVPC | 2070 | 0 | 0 | 0 | 8.226 | 2701135608 | 7961241792 | 10662377400 | 1296180087.5274
Cacapon | Cacapon River | WV-PU-1-CC | WV-PU-1-CC_01 | Falling Run | WVPC-15.5 | 2071 | 0 | 0 | 0 | 12.276 | 4031016364 | 11880890336 | 15911906700 | 1296180083.089
Cacapon | Cacapon River | WV-PU-1 | WV-PU-1_08 | Cacapon River | WVPC | 2072 | 0 | 0 | 0 | 0.442 | 145137605.3333 | 427773994.6667 | 572911600 | 1296180090.4977
Cacapon | Cacapon River | WV-PU-1-CD | WV-PU-1-CD_01 | UNT/Cacapon River RM 64.33 |  | 2073 | 0 | 0 | 0 | 0 | 0 | 0 | 0 | 0
Cacapon | Cacapon River | WV-PU-1-CE | WV-PU-1-CE_01 | UNT/Cacapon River RM 64.58 |  | 2074 | 0 | 1.116 | 0 | 0.372 | 257162128.2051 | 745770171.7949 | 1002932300 | 674013642.4731
Cacapon | Cacapon River | WV-PU-1 | WV-PU-1_08 | Cacapon River | WVPC | 2075 | 0 | 0 | 0 | 8.398 | 2757614476 | 8127705824 | 10885320300 | 1296180078.5901
Cacapon | Cacapon River | WV-PU-1-CH | WV-PU-1-CH_01 | Capon Springs Run | WVPC-16 | 2076 | 0 | 0 | 0 | 2.232 | 732912054.6667 | 2160161845.3333 | 2893073900 | 1296180062.724
Cacapon | Cacapon River | WV-PU-1-CH-3 | WV-PU-1-CH-3_01 | Dry Run | WVPC-16-A | 2077 | 0 | 0 | 0 | 10.416 | 3420256297.3333 | 10080755402.6667 | 13501011700 | 1296180078.725
Cacapon | Cacapon River | WV-PU-1-CH | WV-PU-1-CH_01 | Capon Springs Run | WVPC-16 | 2078 | 0 | 0 | 0 | 31.992 | 10505072944 | 30962320256 | 41467393200 | 1296180082.5206
Cacapon | Cacapon River | WV-PU-1-CH-8 | WV-PU-1-CH-8_01 | Himmelwright Run | WVPC-16-B | 2079 | 0 | 0 | 0 | 7.068 | 2320888202.6667 | 6840512597.3333 | 9161400800 | 1296180079.2303
Cacapon | Cacapon River | WV-PU-1-CH | WV-PU-1-CH_01 | Capon Springs Run | WVPC-16 | 2080 | 0 | 0 | 0 | 0 | 0 | 0 | 0 | 0
Cacapon | Cacapon River | WV-PU-1 | WV-PU-1_08 | Cacapon River | WVPC | 2081 | 0 | 0.372 | 0 | 9.3 | 3098803645.8465 | 9129255554.1535 | 12228059200 | 1264274110.8354
Cacapon | Cacapon River | WV-PU-1-CK | WV-PU-1-CK_01 | Hawk Run | WVPC-17 | 2082 | 0 | 0 | 0 | 1.488 | 488608053.3333 | 1440107946.6667 | 1928716000 | 1296180107.5269
Cacapon | Cacapon River | WV-PU-1 | WV-PU-1_08 | Cacapon River | WVPC | 2083 | 0 | 0 | 0 | 0.708 | 232482860 | 685212640 | 917695500 | 1296180084.7458
Cacapon | Cacapon River | WV-PU-1-CM | WV-PU-1-CM_01 | Harness Run | WVPC-18 | 2084 | 0 | 0 | 0 | 0 | 0 | 0 | 0 | 0
Cacapon | Cacapon River | WV-PU-1 | WV-PU-1_08 | Cacapon River | WVPC | 2085 | 0 | 2.124 | 0 | 0 | 256954729.6296 | 734156370.3704 | 991111100 | 466624811.6761
Cacapon | Cacapon River | WV-PU-1-CQ | WV-PU-1-CQ_01 | Sine Run | WVPC-19 | 2086 | 0 | 0 | 0 | 2.36 | 774942866.6667 | 2284042133.3333 | 3058985000 | 1296180084.7458
Cacapon | Cacapon River | WV-PU-1 | WV-PU-1_08 | Cacapon River | WVPC | 2087 | 0 | 0.372 | 0 | 0 | 45003362.963 | 128581037.037 | 173584400 | 466624731.1828
Cacapon | Cacapon River | WV-PU-1-CT | WV-PU-1-CT_02 | Moores Run | WVPC-20 | 2088 | 0 | 6.608 | 0 | 0 | 799414751.8519 | 2284042148.1481 | 3083456900 | 466624833.5351
Cacapon | Cacapon River | WV-PU-1-CT | WV-PU-1-CT_02 | Moores Run | WVPC-20 | 2089 | 0 | 4.464 | 0 | 0 | 540040459.2593 | 1542972740.7407 | 2083013200 | 466624820.7885
Cacapon | Cacapon River | WV-PU-1-CT_(PU-L4-003) | WV-PU-1-CT_(PU-L4-003) | Moores Run (WARDEN LAKE) | WVPC-20 | 2090 | 0 | 0 | 0 | 0 | 0 | 0 | 0 | 0
Cacapon | Cacapon River | WV-PU-1-CT | WV-PU-1-CT_01 | Moores Run | WVPC-20 | 2091 | 0 | 5.208 | 0.372 | 0 | 713624916.6287 | 2108729483.3713 | 2822354400 | 505798279.5699
Cacapon | Cacapon River | WV-PU-1-CT-4 | WV-PU-1-CT-4_01 | UNT/Moores Run RM 7.12 |  | 2092 | 0 | 0 | 0.744 | 0 | 167155385.2459 | 617189114.7541 | 784344500 | 1054226478.4946
Cacapon | Cacapon River | WV-PU-1-CT | WV-PU-1-CT_01 | Moores Run | WVPC-20 | 2093 | 0 | 0 | 1.652 | 0 | 371156840.9836 | 1370425259.0164 | 1741582100 | 1054226452.7845
Cacapon | Cacapon River | WV-PU-1 | WV-PU-1_08 | Cacapon River | WVPC | 2094 | 0 | 0 | 0 | 0 | 0 | 0 | 0 | 0
Cacapon | Cacapon River | WV-PU-1-CU | WV-PU-1-CU_01 | Slate Rock Run | WVPC-21 | 2095 | 0 | 1.18 | 0 | 0 | 142752633.3333 | 407864666.6667 | 550617300 | 466624830.5085
Cacapon | Cacapon River | WV-PU-1-CU-1 | WV-PU-1-CU-1_01 | UNT/Slate Rock Run RM 0.45 |  | 2096 | 0.372 | 3.72 | 0 | 8.556 | 3278817125.498 | 9630721674.502 | 12909538800 | 1020678273.2448
Cacapon | Cacapon River | WV-PU-1-CU | WV-PU-1-CU_01 | Slate Rock Run | WVPC-21 | 2097 | 0.372 | 0.372 | 0.744 | 5.952 | 2185878098.3847 | 6570492401.6153 | 8756370500 | 1176931518.8172
Cacapon | Cacapon River | WV-PU-1 | WV-PU-1_08 | Cacapon River | WVPC | 2098 | 0 | 0.708 | 0 | 0 | 85651585.1852 | 244718814.8148 | 330370400 | 466624858.7571
Cacapon | Waites Run | WV-PU-1-CV | WV-PU-1-CV_03 | Waites Run | WVPC-22 | 2099 | 0 | 3.348 | 0 | 0 | 405030344.4444 | 1157229555.5556 | 1562259900 | 466624820.7885
Cacapon | Waites Run | WV-PU-1-CV-1 | WV-PU-1-CV-1_01 | UNT/Waites Run RM 0.99 |  | 2100 | 0 | 0.744 | 0.372 | 0.744 | 417888458.4906 | 1285810641.5094 | 1703699100 | 915967258.0645
Cacapon | Waites Run | WV-PU-1-CV | WV-PU-1-CV_03 | Waites Run | WVPC-22 | 2101 | 0 | 4.464 | 0 | 7.812 | 3105232688.7836 | 9103539311.2164 | 12208772000 | 994523623.3301
Cacapon | Waites Run | WV-PU-1-CV | WV-PU-1-CV_03 | Waites Run | WVPC-22 | 2102 | 0.744 | 0 | 6.696 | 4.836 | 3130948916.1029 | 10363633783.8971 | 13494582700 | 1099265452.9163
Cacapon | Waites Run | WV-PU-1-CV | WV-PU-1-CV_02 | Waites Run | WVPC-22 | 2103 | 0 | 0 | 14.34 | 0 | 3221785204.918 | 11895822295.082 | 15117607500 | 1054226464.4351
Cacapon | Waites Run | WV-PU-1-CV-7 | WV-PU-1-CV-7_01 | Pond Run | WVPC-22-A | 2104 | 0 | 0 | 0 | 0 | 0 | 0 | 0 | 0
Cacapon | Waites Run | WV-PU-1-CV | WV-PU-1-CV_02 | Waites Run | WVPC-22 | 2105 | 0 | 0 | 0 | 0 | 0 | 0 | 0 | 0
Cacapon | Waites Run | WV-PU-1-CV-8 | WV-PU-1-CV-8_01 | Cove Run | WVPC-22-B | 2106 | 0 | 0 | 0 | 0 | 0 | 0 | 0 | 0
Cacapon | Waites Run | WV-PU-1-CV | WV-PU-1-CV_01 | Waites Run | WVPC-22 | 2107 | 0 | 0 | 0 | 0 | 0 | 0 | 0 | 0
Cacapon | Cacapon River | WV-PU-1 | WV-PU-1_08 | Cacapon River | WVPC | 2108 | 0 | 3.304 | 0 | 0 | 399707362.963 | 1142021037.037 | 1541728400 | 466624818.4019
Cacapon | Trout Run | WV-PU-1-CX | WV-PU-1-CX_04 | Trout Run | WVPC-23 | 2109 | 0 | 15.639 | 0 | 0 | 1891956292.5926 | 5405589407.4074 | 7297545700 | 466624828.9533
Cacapon | Trout Run | WV-PU-1-CX-1 | WV-PU-1-CX-1_01 | UNT/Trout Run RM 3.23 |  | 2110 | 0 | 0.744 | 0 | 0 | 90006751.8519 | 257162148.1481 | 347168900 | 466624865.5914
Cacapon | Trout Run | WV-PU-1-CX | WV-PU-1-CX_04 | Trout Run | WVPC-23 | 2111 | 0 | 11.6 | 16.24 | 0 | 5051991478.2918 | 17481494321.7082 | 22533485800 | 809392449.7126
Cacapon | Trout Run | WV-PU-1-CX-3 | WV-PU-1-CX-3_01 | Halfmoon Run | WVPC-23-0.5A | 2112 | 0 | 0 | 1.86 | 0 | 417888452.459 | 1542972747.541 | 1960861200 | 1054226451.6129
Cacapon | Trout Run | WV-PU-1-CX | WV-PU-1-CX_04 | Trout Run | WVPC-23 | 2113 | 0 | 0 | 5.915 | 0 | 1328930221.3115 | 4906819278.6885 | 6235749500 | 1054226458.1572
Cacapon | Trout Run | WV-PU-1-CX-6 | WV-PU-1-CX-6_03 | Thorny Bottom | WVPC-23-A | 2114 | 0 | 0 | 12.818 | 0 | 2879835613.1148 | 10633239186.8852 | 13513074800 | 1054226462.7867
Cacapon | Trout Run | WV-PU-1-CX-6-C | WV-PU-1-CX-6-C_01 | UNT/Thorny Bottom RM 3.17 |  | 2115 | 0 | 0 | 5.208 | 0 | 1170087675.4098 | 4320323724.5902 | 5490411400 | 1054226459.2934
Cacapon | Trout Run | WV-PU-1-CX-6 | WV-PU-1-CX-6_03 | Thorny Bottom | WVPC-23-A | 2116 | 0 | 0 | 10.608 | 0 | 2383312249.1803 | 8799922150.8197 | 11183234400 | 1054226470.5882
Cacapon | Trout Run | WV-PU-1-CX-6-F | WV-PU-1-CX-6-F_01 | Trout Pond Run | WVPC-23-A-1 | 2117 | 0 | 0 | 2.976 | 0 | 668621540.9836 | 2468756459.0164 | 3137378000 | 1054226478.4946
Cacapon | Trout Run | WV-PU-1-CX-6 | WV-PU-1-CX-6_01 | Thorny Bottom | WVPC-23-A | 2118 | 0 | 0 | 34.596 | 0 | 31090901293.4426 | 114797174006.5574 | 145888075300 | 4216905864.8399
Cacapon | Trout Run | WV-PU-1-CX | WV-PU-1-CX_03 | Trout Run | WVPC-23 | 2119 | 0 | 0 | 0 | 0 | 0 | 0 | 0 | 0
Cacapon | Trout Run | WV-PU-1-CX-10 | WV-PU-1-CX-10_01 | Halfmoon Run | WVPC-23-B | 2120 | 0 | 0 | 0 | 0 | 0 | 0 | 0 | 0
Cacapon | Trout Run | WV-PU-1-CX | WV-PU-1-CX_03 | Trout Run | WVPC-23 | 2121 | 0 | 0 | 0.744 | 0 | 167155385.2459 | 617189114.7541 | 784344500 | 1054226478.4946
Cacapon | Trout Run | WV-PU-1-CX | WV-PU-1-CX_03 | Trout Run | WVPC-23 | 2122 | 0 | 0 | 2.124 | 0 | 477201655.7377 | 1761975344.2623 | 2239177000 | 1054226459.5104
Cacapon | Trout Run | WV-PU-1-CX | WV-PU-1-CX_01 | Trout Run | WVPC-23 | 2123 | 0 | 0 | 13.02 | 0 | 2925219209.8361 | 10800809390.1639 | 13726028600 | 1054226466.9739
Cacapon | Trout Run | WV-PU-1-CX | WV-PU-1-CX_01 | Trout Run | WVPC-23 | 2124 | 0 | 0 | 4.092 | 0 | 919354608.1967 | 3394540091.8033 | 4313894700 | 1054226466.2757
Cacapon | Trout Run | WV-PU-1-CX | WV-PU-1-CX_01 | Trout Run | WVPC-23 | 2125 | 0.744 | 0 | 0.372 | 0 | 122152004.5977 | 437175595.4023 | 559327600 | 501189605.7348
Cacapon | Cacapon River | WV-PU-1 | WV-PU-1_07 | Cacapon River | WVPC | 2126 | 0 | 2.232 | 0 | 0 | 270020229.6296 | 771486370.3704 | 1041506600 | 466624820.7885
Cacapon | Cacapon River | WV-PU-1 | WV-PU-1_07 | Cacapon River | WVPC | 2127 | 0 | 4.464 | 0 | 0 | 540040459.2593 | 1542972740.7407 | 2083013200 | 466624820.7885
Cacapon | Cacapon River | WV-PU-1-CZ | WV-PU-1-CZ_01 | UNT/Cacapon River RM 80.33 |  | 2128 | 0 | 0 | 0 | 0 | 0 | 0 | 0 | 0
Cacapon | Cacapon River | WV-PU-1 | WV-PU-1_07 | Cacapon River | WVPC | 2129 | 0 | 0.372 | 0 | 0 | 45003362.963 | 128581037.037 | 173584400 | 466624731.1828
Cacapon | Lost River | WV-PU-1-DA | WV-PU-1-DA_07 | Lost River | WVPC-24 | 3001 | 0 | 0.744 | 0.744 | 0 | 257162136.3636 | 874351263.6364 | 1131513400 | 760425672.043
Cacapon | Lost River | WV-PU-1-DA | WV-PU-1-DA_07 | Lost River | WVPC-24 | 3002 | 0 | 0 | 0 | 0 | 0 | 0 | 0 | 0
Cacapon | Lost River | WV-PU-1-DA-2 | WV-PU-1-DA-2_01 | Sauerkraut Run (Dutch Hollow) | WVPC-24-0.5A | 3003 | 0 | 0 | 0.372 | 0 | 83577681.9672 | 308594518.0328 | 392172200 | 1054226344.086
Cacapon | Lost River | WV-PU-1-DA-2 | WV-PU-1-DA-2_01 | Sauerkraut Run (Dutch Hollow) | WVPC-24-0.5A | 3004 | 0 | 0 | 0.944 | 0.944 | 522066776.4706 | 1696717023.5294 | 2218783800 | 1175203283.8983
Cacapon | Lost River | WV-PU-1-DA | WV-PU-1-DA_07 | Lost River | WVPC-24 | 3005 | 0 | 0 | 0 | 0 | 0 | 0 | 0 | 0
Cacapon | Lost River | WV-PU-1-DA | WV-PU-1-DA_07 | Lost River | WVPC-24 | 3006 | 0 | 0 | 1.116 | 0 | 250733067.2131 | 925783632.7869 | 1176516700 | 1054226433.6918
Cacapon | Lost River | WV-PU-1-DA-4 | WV-PU-1-DA-4_01 | Ellis Hollow | WVPC-24-0.9A | 3007 | 0 | 0 | 0 | 0 | 0 | 0 | 0 | 0
Cacapon | Lost River | WV-PU-1-DA | WV-PU-1-DA_07 | Lost River | WVPC-24 | 3008 | 0 | 0 | 0 | 0 | 0 | 0 | 0 | 0
Cacapon | Lost River | WV-PU-1-DA-5 | WV-PU-1-DA-5_01 | Brushy Hollow | WVPC-24-A | 3009 | 0 | 0 | 0 | 0 | 0 | 0 | 0 | 0
Cacapon | Lost River | WV-PU-1-DA | WV-PU-1-DA_07 | Lost River | WVPC-24 | 3010 | 0 | 0 | 6.696 | 0 | 1504398445.9016 | 5554701954.0984 | 7059100400 | 1054226463.5603
Cacapon | Lost River | WV-PU-1-DA-7 | WV-PU-1-DA-7_01 | Three Springs Run | WVPC-24-B | 3011 | 0 | 0 | 3.068 | 0 | 689291285.2459 | 2545075514.7541 | 3234366800 | 1054226466.7536
Cacapon | Lost River | WV-PU-1-DA | WV-PU-1-DA_07 | Lost River | WVPC-24 | 3012 | 0 | 0.744 | 5.208 | 0 | 1260094425.9912 | 4577485874.0088 | 5837580300 | 980776260.0806
Cacapon | Lost River | WV-PU-1-DA-10 | WV-PU-1-DA-10_01 | UNT/Lost River RM 9.49 |  | 3013 | 1.488 | 1.116 | 0 | 24.552 | 8274191464.4501 | 24404685935.5499 | 32678877400 | 1203375953.7487
Cacapon | Lost River | WV-PU-1-DA | WV-PU-1-DA_07 | Lost River | WVPC-24 | 3014 | 0 | 1.488 | 0 | 0 | 180013477.7778 | 514324222.2222 | 694337700 | 466624798.3871
Cacapon | Baker Run | WV-PU-1-DA-13 | WV-PU-1-DA-13_03 | Baker Run | WVPC-24-C | 3015 | 0 | 0 | 0 | 0 | 0 | 0 | 0 | 0
Cacapon | Baker Run | WV-PU-1-DA-13-A | WV-PU-1-DA-13-A_01 | UNT/Baker Run RM 0.09 |  | 3016 | 2.36 | 2.832 | 0 | 0.708 | 697448583.3579 | 2071952516.6421 | 2769401100 | 469390016.9492
Cacapon | Baker Run | WV-PU-1-DA-13 | WV-PU-1-DA-13_03 | Baker Run | WVPC-24-C | 3017 | 0 | 0 | 0 | 0 | 0 | 0 | 0 | 0
Cacapon | Baker Run | WV-PU-1-DA-13-B | WV-PU-1-DA-13-B_03 | UNT/Baker Run RM 0.51 |  | 3018 | 0.372 | 0.744 | 0 | 4.092 | 1452966034.7534 | 4281749465.2466 | 5734715500 | 1101135848.6943
Cacapon | Baker Run | WV-PU-1-DA-13 | WV-PU-1-DA-13_03 | Baker Run | WVPC-24-C | 3019 | 6.696 | 2.232 | 0 | 6.324 | 2693773291.5021 | 8049174608.4979 | 10742947900 | 704363224.4951
Cacapon | Baker Run | WV-PU-1-DA-13-F | WV-PU-1-DA-13-F_01 | Long Lick Run | WVPC-24-C-0.7 | 3020 | 1.488 | 0 | 0 | 0 | 77148646.1538 | 257162153.8462 | 334310800 | 224671236.5591
Cacapon | Baker Run | WV-PU-1-DA-13-F-1 | WV-PU-1-DA-13-F-1_01 | UNT/Long Lick Run RM 0.51 |  | 3021 | 5.664 | 0 | 0 | 0 | 293662569.2308 | 978875230.7692 | 1272537800 | 224671221.7514
Cacapon | Baker Run | WV-PU-1-DA-13-F | WV-PU-1-DA-13-F_01 | Long Lick Run | WVPC-24-C-0.7 | 3022 | 14.508 | 0 | 0 | 0 | 752199230.7692 | 2507330769.2308 | 3259530000 | 224671215.8809
Cacapon | Baker Run | WV-PU-1-DA-13 | WV-PU-1-DA-13_03 | Baker Run | WVPC-24-C | 3023 | 4.464 | 0 | 0 | 0 | 231445915.3846 | 771486384.6154 | 1002932300 | 224671214.1577
Cacapon | Baker Run | WV-PU-1-DA-13-G | WV-PU-1-DA-13-G_02 | Camp Branch Run | WVPC-24-C-1 | 3024 | 10.856 | 0 | 0 | 0 | 562853238.4615 | 1876177461.5385 | 2439030700 | 224671214.0752
Cacapon | Baker Run | WV-PU-1-DA-13-G_(PU-L4-006) | WV-PU-1-DA-13-G_(PU-L4-006) | Camp Branch Run (PARKER HOLLOW LAKE) | WVPC-24-C-1 | 3025 | 1.18 | 0 | 0 | 0 | 61179692.3077 | 203932307.6923 | 265112000 | 224671186.4407
Cacapon | Baker Run | WV-PU-1-DA-13-G-3 | WV-PU-1-DA-13-G-3_01 | Parker Hollow | WVPC-24-C-1-A | 3026 | 5.664 | 0 | 0 | 0 | 293662569.2308 | 978875230.7692 | 1272537800 | 224671221.7514
Cacapon | Baker Run | WV-PU-1-DA-13-G | WV-PU-1-DA-13-G_01 | Camp Branch Run | WVPC-24-C-1 | 3027 | 9.676 | 0 | 0 | 0 | 501673546.1538 | 1672245153.8462 | 2173918700 | 224671217.4452
Cacapon | Baker Run | WV-PU-1-DA-13-H | WV-PU-1-DA-13-H_01 | Bears Hell Run | WVPC-24-C-0.8 | 3028 | 16.284 | 0 | 0 | 0 | 844279869.2308 | 2814266230.7692 | 3658546100 | 224671217.1457
Cacapon | Baker Run | WV-PU-1-DA-13-H | WV-PU-1-DA-13-H_01 | Bears Hell Run | WVPC-24-C-0.8 | 3029 | 0 | 0 | 0 | 0 | 0 | 0 | 0 | 0
Cacapon | Lost River | WV-PU-1-DA | WV-PU-1-DA_06 | Lost River | WVPC-24 | 3030 | 0 | 0.236 | 0 | 0 | 28550537.037 | 81572962.963 | 110123500 | 466625000
Cacapon | Lost River | WV-PU-1-DA-16 | WV-PU-1-DA-16_01 | UNT/Lost River RM 13.17 |  | 3031 | 0.372 | 8.556 | 0 | 6.696 | 3253100932.2581 | 9502140667.7419 | 12755241600 | 816387711.2135
Cacapon | Lost River | WV-PU-1-DA | WV-PU-1-DA_06 | Lost River | WVPC-24 | 3032 | 0 | 0.372 | 0.372 | 0 | 128581068.1818 | 437175631.8182 | 565756700 | 760425672.043
Cacapon | Lost River | WV-PU-1-DA-19 | WV-PU-1-DA-19_01 | UNT/Lost River RM 14.58 |  | 3033 | 2.604 | 4.092 | 0 | 3.348 | 1729415323.048 | 5104668276.952 | 6834083600 | 680414536.0414
Cacapon | Lost River | WV-PU-1-DA | WV-PU-1-DA_06 | Lost River | WVPC-24 | 3034 | 0 | 4.8 | 0.2 | 0 | 625622925.952 | 1825021574.048 | 2450644500 | 490128900
Cacapon | Lost River | WV-PU-1-DA-24 | WV-PU-1-DA-24_01 | Fravel Run | WVPC-24-D | 3035 | 0 | 4.902 | 0 | 0.258 | 677746647.619 | 1944062752.381 | 2621809400 | 508102596.8992
Cacapon | Lost River | WV-PU-1-DA-24 | WV-PU-1-DA-24_01 | Fravel Run | WVPC-24-D | 3036 | 1.18 | 1.416 | 0 | 0.944 | 542460008.3491 | 1606986791.6509 | 2149446800 | 607188361.5819
Cacapon | Lost River | WV-PU-1-DA | WV-PU-1-DA_06 | Lost River | WVPC-24 | 3037 | 0 | 0.714 | 0 | 0 | 86377433.3333 | 246792666.6667 | 333170100 | 466624789.916
Cacapon | Kimsey Run | WV-PU-1-DA-28 | WV-PU-1-DA-28_04 | Kimsey Run | WVPC-24-E | 3038 | 0 | 0.236 | 0 | 0 | 28550537.037 | 81572962.963 | 110123500 | 466625000
Cacapon | Kimsey Run | WV-PU-1-DA-28_(PU-L5-007) | WV-PU-1-DA-28_(PU-L5-007) | Kimsey Run (KIMSEY RUN LAKE) | WVPC-24-E | 3039 | 0 | 0 | 0 | 0 | 0 | 0 | 0 | 0
Cacapon | Kimsey Run | WV-PU-1-DA-28-A | WV-PU-1-DA-28-A_01 | UNT/Kimsey Run RM 0.18 | WVPC-24-E-0.2 | 3040 | 0 | 0 | 0 | 0.372 | 122152013.3333 | 360026986.6667 | 482179000 | 1296180107.5269
Cacapon | Kimsey Run | WV-PU-1-DA-28 | WV-PU-1-DA-28_03 | Kimsey Run | WVPC-24-E | 3041 | 2.736 | 0 | 0 | 0 | 141853938.4615 | 472846461.5385 | 614700400 | 224671198.8304
Cacapon | Kimsey Run | WV-PU-1-DA-28-C | WV-PU-1-DA-28-C_01 | Camp Branch | WVPC-24-E-1 | 3042 | 5.208 | 0 | 0 | 0 | 270020238.4615 | 900067461.5385 | 1170087700 | 224671217.3579
Cacapon | Kimsey Run | WV-PU-1-DA-28-C-2 | WV-PU-1-DA-28-C-2_01 | UNT/Camp Branch RM 0.78 |  | 3043 | 11.328 | 0 | 0 | 0 | 587325115.3846 | 1957750384.6154 | 2545075500 | 224671212.9237
Cacapon | Kimsey Run | WV-PU-1-DA-28-C | WV-PU-1-DA-28-C_01 | Camp Branch | WVPC-24-E-1 | 3044 | 3.068 | 0 | 0 | 0 | 159067223.0769 | 530224076.9231 | 689291300 | 224671219.0352
Cacapon | Kimsey Run | WV-PU-1-DA-28-C-3 | WV-PU-1-DA-28-C-3_01 | UNT/Camp Branch RM 2.32 |  | 3045 | 1.116 | 0 | 0 | 0 | 57861484.6154 | 192871615.3846 | 250733100 | 224671236.5591
Cacapon | Kimsey Run | WV-PU-1-DA-28-C-4 | WV-PU-1-DA-28-C-4_01 | Gap Run | WVPC-24-E-1-A | 3046 | 0 | 0 | 0 | 0 | 0 | 0 | 0 | 0
Cacapon | Kimsey Run | WV-PU-1-DA-28-C | WV-PU-1-DA-28-C_01 | Camp Branch | WVPC-24-E-1 | 3047 | 10.788 | 0 | 0 | 0 | 559327638.4615 | 1864425461.5385 | 2423753100 | 224671218.02
Cacapon | Kimsey Run | WV-PU-1-DA-28 | WV-PU-1-DA-28_03 | Kimsey Run | WVPC-24-E | 3048 | 1.888 | 0 | 0 | 0 | 97887530.7692 | 326291769.2308 | 424179300 | 224671239.4068
Cacapon | Kimsey Run | WV-PU-1-DA-28-D | WV-PU-1-DA-28-D_01 | UNT/Kimsey Run RM 3.20 |  | 3049 | 10.044 | 0 | 0 | 0 | 520753315.3846 | 1735844384.6154 | 2256597700 | 224671216.6468
Cacapon | Kimsey Run | WV-PU-1-DA-28 | WV-PU-1-DA-28_03 | Kimsey Run | WVPC-24-E | 3050 | 4.484 | 0 | 0 | 0 | 232482853.8462 | 774942846.1538 | 1007425700 | 224671208.7422
Cacapon | Kimsey Run | WV-PU-1-DA-28-F | WV-PU-1-DA-28-F_01 | Whetzel Hollow | WVPC-24-E-3 | 3051 | 2.604 | 0 | 0 | 0 | 135010107.6923 | 450033692.3077 | 585043800 | 224671198.1567
Cacapon | Kimsey Run | WV-PU-1-DA-28-F | WV-PU-1-DA-28-F_01 | Whetzel Hollow | WVPC-24-E-3 | 3052 | 4.836 | 0 | 0 | 0 | 250733076.9231 | 835776923.0769 | 1086510000 | 224671215.8809
Cacapon | Kimsey Run | WV-PU-1-DA-28-F | WV-PU-1-DA-28-F_01 | Whetzel Hollow | WVPC-24-E-3 | 3053 | 6.696 | 0 | 0 | 0 | 347168861.5385 | 1157229538.4615 | 1504398400 | 224671206.6906
Cacapon | Kimsey Run | WV-PU-1-DA-28-F | WV-PU-1-DA-28-F_01 | Whetzel Hollow | WVPC-24-E-3 | 3054 | 5.58 | 0 | 0 | 0 | 289307400 | 964358000 | 1253665400 | 224671218.638
Cacapon | Kimsey Run | WV-PU-1-DA-28-G | WV-PU-1-DA-28-G_01 | Dove Hollow | WVPC-24-E-2 | 3055 | 1.888 | 0 | 0 | 0 | 97887530.7692 | 326291769.2308 | 424179300 | 224671239.4068
Cacapon | Kimsey Run | WV-PU-1-DA-28-G | WV-PU-1-DA-28-G_01 | Dove Hollow | WVPC-24-E-2 | 3056 | 13.216 | 0 | 0 | 0 | 685212646.1538 | 2284042153.8462 | 2969254800 | 224671216.707
Cacapon | Lost River | WV-PU-1-DA | WV-PU-1-DA_05 | Lost River | WVPC-24 | 3057 | 0 | 1.888 | 0 | 0 | 228404218.5185 | 652583481.4815 | 880987700 | 466624841.1017
Cacapon | Lost River | WV-PU-1-DA-29 | WV-PU-1-DA-29_01 | Mill Gap Run | WVPC-24-F | 3058 | 0 | 4.763 | 16.454 | 0 | 4272952683.4799 | 15295823616.5201 | 19568776300 | 922315892.9161
Cacapon | Lost River | WV-PU-1-DA-30 | WV-PU-1-DA-30_01 | UNT/Lost River RM 18.64 | WVPC-24-G | 3059 | 0 | 5.58 | 1.116 | 0 | 925783665.3061 | 2854499634.6939 | 3780283300 | 564558437.8734
Cacapon | Lost River | WV-PU-1-DA | WV-PU-1-DA_05 | Lost River | WVPC-24 | 3060 | 0 | 5.04 | 0 | 0 | 609723100 | 1742066000 | 2351789100 | 466624821.4286
Cacapon | Lower Cove Run | WV-PU-1-DA-35 | WV-PU-1-DA-35_02 | Lower Cove Run | WVPC-24-H | 3061 | 0 | 4.464 | 0 | 0 | 540040459.2593 | 1542972740.7407 | 2083013200 | 466624820.7885
Cacapon | Lower Cove Run | WV-PU-1-DA-35-C | WV-PU-1-DA-35-C_01 | Adams Run | WVPC-24-H-1 | 3062 | 0.372 | 15.624 | 18.228 | 0 | 6004735703.4333 | 20585828396.5667 | 26590564100 | 776956641.5381
Cacapon | Lower Cove Run | WV-PU-1-DA-35 | WV-PU-1-DA-35_01 | Lower Cove Run | WVPC-24-H | 3063 | 0.236 | 3.54 | 9.204 | 0 | 2508367694.1366 | 8899607005.8634 | 11407974700 | 878888651.772
Cacapon | Lower Cove Run | WV-PU-1-DA-35 | WV-PU-1-DA-35_01 | Lower Cove Run | WVPC-24-H | 3064 | 0 | 0 | 1.86 | 0 | 417888452.459 | 1542972747.541 | 1960861200 | 1054226451.6129
Cacapon | Lost River | WV-PU-1-DA-36 | WV-PU-1-DA-36_01 | Whitehead Run | WVPC-24-I | 3065 | 1.488 | 3.348 | 0 | 2.976 | 1459395072.8492 | 4294607527.1508 | 5754002600 | 736559472.6062
Cacapon | Lost River | WV-PU-1-DA | WV-PU-1-DA_04 | Lost River | WVPC-24 | 3066 | 0 | 0.514 | 0 | 3.855 | 1328031552.6718 | 3908587847.3282 | 5236619400 | 1198585351.339
Cacapon | Lost River | WV-PU-1-DA | WV-PU-1-DA_04 | Lost River | WVPC-24 | 3067 | 0 | 2.976 | 0 | 2.976 | 1337243062.7451 | 3908864337.2549 | 5246107400 | 881402452.957
Cacapon | Lost River | WV-PU-1-DA-46 | WV-PU-1-DA-46_01 | Strawderman Hollow | WVPC-24-I.5 | 3068 | 6.945 | 4.167 | 0 | 25.002 | 9073986420.3209 | 26837875179.6791 | 35911861600 | 994402769.0092
Cacapon | Lost River | WV-PU-1-DA-47 | WV-PU-1-DA-47_01 | UNT/Lost River RM 24.09 |  | 3069 | 0 | 2.976 | 0 | 1.116 | 726483021.542 | 2108729478.458 | 2835212500 | 692867179.8631
Cacapon | Lost River | WV-PU-1-DA | WV-PU-1-DA_04 | Lost River | WVPC-24 | 3070 | 0 | 1.652 | 1.888 | 0 | 624032941.5066 | 2137210858.4934 | 2761243800 | 780012372.8814
Cacapon | Lost River | WV-PU-1-DA-51 | WV-PU-1-DA-51_01 | Rush Lick Run | WVPC-24-J | 3071 | 8.4 | 8.8 | 0 | 13.2 | 5834538613.7642 | 17268575186.2358 | 23103113800 | 759970848.6842
Cacapon | Lost River | WV-PU-1-DA | WV-PU-1-DA_04 | Lost River | WVPC-24 | 3072 | 0 | 15.876 | 0 | 1.89 | 2541238809.0789 | 7316677290.9211 | 9857916100 | 554875385.5679
Cacapon | Howards Lick Run | WV-PU-1-DA-55 | WV-PU-1-DA-55_01 | Howards Lick Run | WVPC-24-J.8 | 3073 | 8.9 | 6.764 | 0 | 13.172 | 5604959194.6305 | 16624149005.3695 | 22229108200 | 770880434.1795
Cacapon | Howards Lick Run | WV-PU-1-DA-55 | WV-PU-1-DA-55_01 | Howards Lick Run | WVPC-24-J.8 | 3074 | 0 | 0 | 0 | 0 | 0 | 0 | 0 | 0
Cacapon | Howards Lick Run | WV-PU-1-DA-55-G | WV-PU-1-DA-55-G_01 | UNT/Howards Lick Run RM 3.74 |  | 3075 | 7.44 | 0 | 0 | 0 | 385743184.6154 | 1285810615.3846 | 1671553800 | 224671209.6774
Cacapon | Howards Lick Run | WV-PU-1-DA-55 | WV-PU-1-DA-55_01 | Howards Lick Run | WVPC-24-J.8 | 3076 | 8.184 | 1.116 | 0 | 0 | 559327622.6158 | 1800134877.3842 | 2359462500 | 253705645.1613
Cacapon | Lost River | WV-PU-1-DA-56 | WV-PU-1-DA-56_02 | Upper Cove Run | WVPC-24-K | 3077 | 0 | 5.98 | 10.4 | 0 | 3060021929.9902 | 10694349770.0098 | 13754371700 | 839705231.9902
Cacapon | Lost River | WV-PU-1-DA-56-B | WV-PU-1-DA-56-B_01 | UNT/Upper Cove Run RM 2.28 |  | 3078 | 0 | 0 | 7.788 | 0 | 1749739411.4754 | 6460576288.5246 | 8210315700 | 1054226463.7904
Cacapon | Lost River | WV-PU-1-DA-56 | WV-PU-1-DA-56_02 | Upper Cove Run | WVPC-24-K | 3079 | 0 | 0 | 10.449 | 0 | 2347589506.5574 | 8668022793.4426 | 11015612300 | 1054226461.8624
Cacapon | Lost River | WV-PU-1-DA-56 | WV-PU-1-DA-56_01 | Upper Cove Run | WVPC-24-K | 3080 | 0.372 | 0 | 5.952 | 0 | 1356530222.0425 | 5001803377.9575 | 6358333600 | 1005429095.5092
Cacapon | Lost River | WV-PU-1-DA | WV-PU-1-DA_03 | Lost River | WVPC-24 | 3081 | 0 | 4.484 | 0.708 | 0 | 701527231.6092 | 2137210868.3908 | 2838738100 | 546752330.5085
Cacapon | Lost River | WV-PU-1-DA-60 | WV-PU-1-DA-60_01 | Snyder Run | WVPC-24-L | 3082 | 0 | 0 | 0 | 17.112 | 5618992512 | 16561241088 | 22180233600 | 1296180084.1515
Cacapon | Lost River | WV-PU-1-DA | WV-PU-1-DA_03 | Lost River | WVPC-24 | 3083 | 0 | 4.18 | 0 | 0 | 505683059.2593 | 1444808740.7407 | 1950491800 | 466624832.5359
Cacapon | Lost River | WV-PU-1-DA-65 | WV-PU-1-DA-65_02 | Cullers Run | WVPC-24-M | 3084 | 0 | 2.4 | 0 | 16.8 | 5806886775.3623 | 17088838224.6377 | 22895725000 | 1192485677.0833
Cacapon | Lost River | WV-PU-1-DA-65-H | WV-PU-1-DA-65-H_01 | Shipe Hollow | WVPC-24-M-2 | 3085 | 0 | 0 | 1.131 | 10.933 | 3844124482.6124 | 11519342517.3876 | 15363467000 | 1273496933.0239
Cacapon | Lost River | WV-PU-1-DA-65 | WV-PU-1-DA-65_01 | Cullers Run | WVPC-24-M | 3086 | 0 | 0 | 0 | 1.86 | 610760066.6667 | 1800134933.3333 | 2410895000 | 1296180107.5269
Cacapon | Lost River | WV-PU-1-DA-65-K | WV-PU-1-DA-65-K_01 | UNT/Cullers Run RM 5.34 |  | 3087 | 0 | 0 | 0 | 0 | 0 | 0 | 0 | 0
Cacapon | Lost River | WV-PU-1-DA-65 | WV-PU-1-DA-65_01 | Cullers Run | WVPC-24-M | 3088 | 0 | 2.232 | 0 | 0 | 270020229.6296 | 771486370.3704 | 1041506600 | 466624820.7885
Cacapon | Lost River | WV-PU-1-DA | WV-PU-1-DA_01 | Lost River | WVPC-24 | 3089 | 0 | 2.124 | 1.652 | 0 | 628111594.3284 | 2104581705.6716 | 2732693300 | 723700556.1441
Cacapon | Lost River | WV-PU-1-DA-69 | WV-PU-1-DA-69_01 | Halterman Hollow | WVPC-24-N | 3090 | 0 | 1.416 | 0 | 6.136 | 2186154598.1061 | 6427947101.8939 | 8614101700 | 1140638466.6314
Cacapon | Lost River | WV-PU-1-DA | WV-PU-1-DA_01 | Lost River | WVPC-24 | 3091 | 0 | 16.16 | 6.464 | 0.808 | 3672579354.3064 | 11729911245.6936 | 15402490600 | 657327185.0461
Cacapon | North River | WV-PU-1-AS | WV-PU-1-AS_07 | North River | WVPC-7 | 4001 | 0 | 0 | 0 | 0 | 0 | 0 | 0 | 0
Cacapon | North River | WV-PU-1-AS-1 | WV-PU-1-AS-1_01 | UNT/North River RM 0.12 |  | 4002 | 0 | 0 | 0 | 13.02 | 4275320390.6667 | 12600944309.3333 | 16876264700 | 1296180084.4854
Cacapon | North River | WV-PU-1-AS | WV-PU-1-AS_07 | North River | WVPC-7 | 4003 | 0 | 0 | 0 | 2.471 | 811391453.3333 | 2391469546.6667 | 3202861000 | 1296180089.0328
Cacapon | North River | WV-PU-1-AS-2 | WV-PU-1-AS-2_01 | Castle Run | WVPC-7-A | 4004 | 0 | 0 | 0 | 0 | 0 | 0 | 0 | 0
Cacapon | North River | WV-PU-1-AS | WV-PU-1-AS_07 | North River | WVPC-7 | 4005 | 0 | 0 | 0 | 0.478 | 156958772 | 462615328 | 619574100 | 1296180125.523
Cacapon | North River | WV-PU-1-AS-3 | WV-PU-1-AS-3_01 | Crooked Run | WVPC-7-B | 4006 | 0 | 0 | 0 | 2.976 | 977216081.3333 | 2880215818.6667 | 3857431900 | 1296180073.9247
Cacapon | North River | WV-PU-1-AS-3-B | WV-PU-1-AS-3-B_01 | UNT/Crooked Run RM 0.81 |  | 4007 | 3.72 | 0 | 0 | 2.604 | 1047935660.1527 | 3163094139.8473 | 4211029800 | 665880740.038
Cacapon | North River | WV-PU-1-AS-3 | WV-PU-1-AS-3_01 | Crooked Run | WVPC-7-B | 4008 | 5.952 | 0.372 | 0 | 5.952 | 2308030088.2927 | 6917661211.7073 | 9225691300 | 751522588.7911
Cacapon | North River | WV-PU-1-AS-3 | WV-PU-1-AS-3_01 | Crooked Run | WVPC-7-B | 4009 | 2.232 | 1.116 | 0 | 0 | 250733084.9057 | 771486415.0943 | 1022219500 | 305322431.3023
Cacapon | North River | WV-PU-1-AS-3-G | WV-PU-1-AS-3-G_01 | UNT/Crooked Run RM 3.95 | WVPC-7-B-7 | 4010 | 1.116 | 0 | 0 | 0 | 57861484.6154 | 192871615.3846 | 250733100 | 224671236.5591
Cacapon | North River | WV-PU-1-AS-3 | WV-PU-1-AS-3_01 | Crooked Run | WVPC-7-B | 4011 | 0 | 0 | 0 | 0 | 0 | 0 | 0 | 0
Cacapon | North River | WV-PU-1-AS-3-H | WV-PU-1-AS-3-H_01 | UNT/Crooked Run RM 4.31 | WVPC-7-B-8 | 4012 | 0.372 | 0 | 0 | 0 | 19287161.5385 | 64290538.4615 | 83577700 | 224671236.5591
Cacapon | North River | WV-PU-1-AS-3 | WV-PU-1-AS-3_01 | Crooked Run | WVPC-7-B | 4013 | 2.976 | 0 | 0 | 0 | 154297269.2308 | 514324230.7692 | 668621500 | 224671202.957
Cacapon | North River | WV-PU-1-AS | WV-PU-1-AS_07 | North River | WVPC-7 | 4014 | 0 | 0 | 0 | 3.696 | 1213639338.6667 | 3577042261.3333 | 4790681600 | 1296180086.5801
Cacapon | North River | WV-PU-1-AS-7 | WV-PU-1-AS-7_01 | UNT/North River RM 4.25 |  | 4015 | 5.625 | 0 | 0 | 0 | 291640523.0769 | 972135076.9231 | 1263775600 | 224671217.7778
Cacapon | North River | WV-PU-1-AS | WV-PU-1-AS_07 | North River | WVPC-7 | 4016 | 0 | 0 | 0 | 0.236 | 77494286.6667 | 228404213.3333 | 305898500 | 1296180084.7458
Cacapon | North River | WV-PU-1-AS-9 | WV-PU-1-AS-9_01 | UNT/North River RM 4.75 | WVPC-7-B.4 | 4017 | 15 | 0 | 0 | 0 | 777708046.1538 | 2592360153.8462 | 3370068200 | 224671213.3333
Cacapon | North River | WV-PU-1-AS | WV-PU-1-AS_07 | North River | WVPC-7 | 4018 | 0 | 0 | 0 | 1.488 | 488608053.3333 | 1440107946.6667 | 1928716000 | 1296180107.5269
Cacapon | North River | WV-PU-1-AS-14 | WV-PU-1-AS-14_01 | UNT/North River RM 7.03 |  | 4019 | 5.832 | 0 | 0 | 0 | 302372884.6154 | 1007909615.3846 | 1310282500 | 224671210.5624
Cacapon | North River | WV-PU-1-AS | WV-PU-1-AS_07 | North River | WVPC-7 | 4020 | 0 | 0 | 0 | 10.788 | 3542408310.6667 | 10440782389.3333 | 13983190700 | 1296180079.7182
Cacapon | North River | WV-PU-1-AS-17 | WV-PU-1-AS-17_01 | Maple Run | WVPC-7-C | 4021 | 0.236 | 0 | 0 | 0 | 12235938.4615 | 40786461.5385 | 53022400 | 224671186.4407
Cacapon | North River | WV-PU-1-AS-17-E | WV-PU-1-AS-17-E_01 | UNT/Maple Run RM 1.75 | WVPC-7-C-5 | 4022 | 14.136 | 0 | 0 | 0 | 732912069.2308 | 2443040230.7692 | 3175952300 | 224671215.3367
Cacapon | North River | WV-PU-1-AS-17 | WV-PU-1-AS-17_01 | Maple Run | WVPC-7-C | 4023 | 1.888 | 0 | 0 | 0 | 97887530.7692 | 326291769.2308 | 424179300 | 224671239.4068
Cacapon | North River | WV-PU-1-AS-17-J | WV-PU-1-AS-17-J_01 | UNT/Maple Run RM 2.66 |  | 4024 | 19.344 | 0 | 0 | 0 | 1002932307.6923 | 3343107692.3077 | 4346040000 | 224671215.8809
Cacapon | North River | WV-PU-1-AS-17 | WV-PU-1-AS-17_01 | Maple Run | WVPC-7-C | 4025 | 9.3 | 1.116 | 0 | 0 | 617189107.3892 | 1993006492.6108 | 2610195600 | 250594815.6682
Cacapon | North River | WV-PU-1-AS | WV-PU-1-AS_07 | North River | WVPC-7 | 4026 | 0 | 0 | 0 | 1.18 | 387471433.3333 | 1142021066.6667 | 1529492500 | 1296180084.7458
Cacapon | North River | WV-PU-1-AS-19 | WV-PU-1-AS-19_02 | Hiett Run | WVPC-7-D | 4027 | 0 | 0 | 0 | 5.952 | 1954432162.6667 | 5760431637.3333 | 7714863800 | 1296180073.9247
Cacapon | North River | WV-PU-1-AS-19-A | WV-PU-1-AS-19-A_01 | Riggs Hollow | WVPC-7-D-1 | 4028 | 0 | 0 | 0 | 0.744 | 244304026.6667 | 720053973.3333 | 964358000 | 1296180107.5269
Cacapon | North River | WV-PU-1-AS-19-A-1 | WV-PU-1-AS-19-A-1_01 | UNT/Riggs Hollow RM 0.56 |  | 4029 | 0 | 7.44 | 0 | 0 | 900067440.7407 | 2571621259.2593 | 3471688700 | 466624825.2688
Cacapon | North River | WV-PU-1-AS-19-A | WV-PU-1-AS-19-A_01 | Riggs Hollow | WVPC-7-D-1 | 4030 | 0 | 0.372 | 0 | 0.744 | 289307389.8305 | 848635010.1695 | 1137942400 | 1019661648.7455
Cacapon | North River | WV-PU-1-AS-19 | WV-PU-1-AS-19_02 | Hiett Run | WVPC-7-D | 4031 | 0 | 3.348 | 0 | 1.116 | 771486384.6154 | 2237310515.3846 | 3008796900 | 674013642.4731
Cacapon | North River | WV-PU-1-AS-19 | WV-PU-1-AS-19_01 | Hiett Run | WVPC-7-D | 4032 | 0 | 3.348 | 0 | 0 | 405030344.4444 | 1157229555.5556 | 1562259900 | 466624820.7885
Cacapon | North River | WV-PU-1-AS | WV-PU-1-AS_07 | North River | WVPC-7 | 4033 | 0 | 0 | 0 | 0 | 0 | 0 | 0 | 0
Cacapon | North River | WV-PU-1-AS-21 | WV-PU-1-AS-21_01 | Gibbons Run | WVPC-7-E | 4034 | 6.696 | 0 | 0 | 0.372 | 469320874.4337 | 1517256525.5663 | 1986577400 | 281066411.9977
Cacapon | North River | WV-PU-1-AS-21-D | WV-PU-1-AS-21-D_01 | UNT/Gibbons Run RM 2.32 |  | 4035 | 30.876 | 0 | 0 | 0 | 1600834246.1538 | 5336114153.8462 | 6936948400 | 224671213.8878
Cacapon | North River | WV-PU-1-AS-21 | WV-PU-1-AS-21_01 | Gibbons Run | WVPC-7-E | 4036 | 11.8 | 0 | 0 | 0 | 611796992.3077 | 2039323307.6923 | 2651120300 | 224671211.8644
Cacapon | North River | WV-PU-1-AS | WV-PU-1-AS_07 | North River | WVPC-7 | 4037 | 3.72 | 0 | 0 | 7.068 | 2513759794.6624 | 7483417905.3376 | 9997177700 | 926694262.1431
Cacapon | North River | WV-PU-1-AS | WV-PU-1-AS_07 | North River | WVPC-7 | 4038 | 0 | 0 | 0 | 15.252 | 5008232445.3333 | 14761106154.6667 | 19769338600 | 1296180081.3008
Cacapon | Tear Coat Creek | WV-PU-1-AS-30 | WV-PU-1-AS-30_04 | Tear Coat Creek | WVPC-7-F | 4039 | 2.832 | 0 | 0 | 0 | 146831284.6154 | 489437615.3846 | 636268900 | 224671221.7514
Cacapon | Tear Coat Creek | WV-PU-1-AS-30-D | WV-PU-1-AS-30-D_01 | UNT/Tear Coat Creek RM 1.98 |  | 4040 | 12.276 | 0 | 0 | 0 | 636476261.5385 | 2121587538.4615 | 2758063800 | 224671212.1212
Cacapon | Tear Coat Creek | WV-PU-1-AS-30 | WV-PU-1-AS-30_04 | Tear Coat Creek | WVPC-7-F | 4041 | 10.788 | 0 | 0 | 0 | 559327638.4615 | 1864425461.5385 | 2423753100 | 224671218.02
Cacapon | Tear Coat Creek | WV-PU-1-AS-30-F | WV-PU-1-AS-30-F_01 | Bearwallow Creek | WVPC-7-F-1 | 4042 | 9.44 | 0 | 0 | 0.472 | 644426181.194 | 2088267118.806 | 2732693300 | 275695449.9596
Cacapon | Tear Coat Creek | WV-PU-1-AS-30-F-4 | WV-PU-1-AS-30-F-4_01 | UNT/Bearwallow Creek RM 0.81 | WVPC-7-F-1-A.8 | 4043 | 0.472 | 0 | 0 | 0.708 | 256954736.6534 | 766785563.3466 | 1023740300 | 867576525.4237
Cacapon | Tear Coat Creek | WV-PU-1-AS-30-F-4-C | WV-PU-1-AS-30-F-4-C_01 | UNT/UNT RM 0.79/Bearwallow Creek RM 0.81 | WVPC-7-F-1-A.8-1 | 4044 | 0 | 0 | 0 | 1.652 | 542460006.6667 | 1598829493.3333 | 2141289500 | 1296180084.7458
Cacapon | Tear Coat Creek | WV-PU-1-AS-30-F-4 | WV-PU-1-AS-30-F-4_01 | UNT/Bearwallow Creek RM 0.81 | WVPC-7-F-1-A.8 | 4045 | 0 | 0 | 0 | 5.192 | 1704874306.6667 | 5024892693.3333 | 6729767000 | 1296180084.7458
Cacapon | Tear Coat Creek | WV-PU-1-AS-30-F-5 | WV-PU-1-AS-30-F-5_01 | UNT/Bearwallow Creek RM 0.98 | WVPC-7-F-1-B | 4046 | 2.976 | 0 | 0 | 16.74 | 5651137767.1457 | 16715538332.8543 | 22366676100 | 1134442894.0962
Cacapon | Tear Coat Creek | WV-PU-1-AS-30-F | WV-PU-1-AS-30-F_01 | Bearwallow Creek | WVPC-7-F-1 | 4047 | 0 | 0 | 0 | 8.024 | 2634805746.6667 | 7765743253.3333 | 10400549000 | 1296180084.7458
Cacapon | Tear Coat Creek | WV-PU-1-AS-30 | WV-PU-1-AS-30_03 | Tear Coat Creek | WVPC-7-F | 4048 | 0.708 | 0 | 0 | 0 | 36707815.3846 | 122359384.6154 | 159067200 | 224671186.4407
Cacapon | Tear Coat Creek | WV-PU-1-AS-30-G | WV-PU-1-AS-30-G_01 | Turkeyfoot Run | WVPC-7-F-2 | 4049 | 0 | 0 | 0 | 0 | 0 | 0 | 0 | 0
Cacapon | Tear Coat Creek | WV-PU-1-AS-30 | WV-PU-1-AS-30_03 | Tear Coat Creek | WVPC-7-F | 4050 | 0 | 0 | 0 | 0 | 0 | 0 | 0 | 0
Cacapon | Tear Coat Creek | WV-PU-1-AS-30-H | WV-PU-1-AS-30-H_01 | UNT/Tear Coat Creek RM 6.00 |  | 4051 | 0.372 | 0 | 0 | 6.696 | 2218023351.0638 | 6544776148.9362 | 8762799500 | 1239784875.4952
Cacapon | Tear Coat Creek | WV-PU-1-AS-30 | WV-PU-1-AS-30_03 | Tear Coat Creek | WVPC-7-F | 4052 | 2.36 | 0 | 0 | 0 | 122359407.6923 | 407864692.3077 | 530224100 | 224671228.8136
Cacapon | Tear Coat Creek | WV-PU-1-AS-30-K | WV-PU-1-AS-30-K_01 | UNT/Tear Coat Creek RM 7.95 |  | 4053 | 7.068 | 0 | 0 | 0 | 366456023.0769 | 1221520076.9231 | 1587976100 | 224671208.2626
Cacapon | Tear Coat Creek | WV-PU-1-AS-30 | WV-PU-1-AS-30_03 | Tear Coat Creek | WVPC-7-F | 4054 | 0.236 | 0 | 0 | 1.18 | 399707371.6495 | 1182807528.3505 | 1582514900 | 1117595268.3616
Cacapon | Tear Coat Creek | WV-PU-1-AS-30 | WV-PU-1-AS-30_03 | Tear Coat Creek | WVPC-7-F | 4055 | 5.148 | 0 | 0 | 0.858 | 548647100 | 1720082800 | 2268729900 | 377743906.0939
Cacapon | Tear Coat Creek | WV-PU-1-AS-30-O | WV-PU-1-AS-30-O_01 | UNT/Tear Coat Creek RM 10.78 |  | 4056 | 0 | 0 | 0 | 8.142 | 2673552877.3333 | 7879945322.6667 | 10553498200 | 1296180078.6048
Cacapon | Tear Coat Creek | WV-PU-1-AS-30 | WV-PU-1-AS-30_03 | Tear Coat Creek | WVPC-7-F | 4057 | 3.632 | 0 | 0 | 27.694 | 9282066533.661 | 27430350466.339 | 36712417000 | 1171947168.4862
Cacapon | Tear Coat Creek | WV-PU-1-AS-30-T | WV-PU-1-AS-30-T_01 | UNT/Tear Coat Creek RM 13.20 |  | 4058 | 0 | 0 | 0 | 1.652 | 542460006.6667 | 1598829493.3333 | 2141289500 | 1296180084.7458
Cacapon | Tear Coat Creek | WV-PU-1-AS-30-T-2 | WV-PU-1-AS-30-T-2_01 | UNT/UNT RM 0.88/Tear Coat Creek RM 13.20 |  | 4059 | 0 | 0 | 0 | 1.18 | 387471433.3333 | 1142021066.6667 | 1529492500 | 1296180084.7458
Cacapon | Tear Coat Creek | WV-PU-1-AS-30-T | WV-PU-1-AS-30-T_01 | UNT/Tear Coat Creek RM 13.20 |  | 4060 | 0 | 0 | 0 | 6.372 | 2092345740 | 6166913760 | 8259259500 | 1296180084.7458
Cacapon | Tear Coat Creek | WV-PU-1-AS-30 | WV-PU-1-AS-30_01 | Tear Coat Creek | WVPC-7-F | 4061 | 1.416 | 0 | 0 | 6.372 | 2165761369.9001 | 6411632530.0999 | 8577393900 | 1101360285.0539
Cacapon | Tear Coat Creek | WV-PU-1-AS-30-AA | WV-PU-1-AS-30-AA_01 | UNT/Tear Coat Creek RM 15.61 |  | 4062 | 1.488 | 0 | 0 | 25.296 | 8383485376.2422 | 24738996723.7578 | 33122482100 | 1236651810.7826
Cacapon | Tear Coat Creek | WV-PU-1-AS-30 | WV-PU-1-AS-30_01 | Tear Coat Creek | WVPC-7-F | 4063 | 0 | 0 | 0 | 1.652 | 542460006.6667 | 1598829493.3333 | 2141289500 | 1296180084.7458
Cacapon | Tear Coat Creek | WV-PU-1-AS-30-AB | WV-PU-1-AS-30-AB_01 | UNT/Tear Coat Creek RM 16.01 | WVPC-7-F-25 | 4064 | 0 | 0 | 0 | 0.236 | 77494286.6667 | 228404213.3333 | 305898500 | 1296180084.7458
Cacapon | Tear Coat Creek | WV-PU-1-AS-30 | WV-PU-1-AS-30_01 | Tear Coat Creek | WVPC-7-F | 4065 | 0 | 0 | 0 | 5.428 | 1782368593.3333 | 5253296906.6667 | 7035665500 | 1296180084.7458
Cacapon | North River | WV-PU-1-AS | WV-PU-1-AS_06 | North River | WVPC-7 | 4066 | 0 | 0 | 0 | 2.976 | 977216081.3333 | 2880215818.6667 | 3857431900 | 1296180073.9247
Cacapon | North River | WV-PU-1-AS-31 | WV-PU-1-AS-31_01 | Pine Draft Run | WVPC-7-G | 4067 | 20.46 | 0 | 0 | 1.488 | 1549401821.6749 | 4976087178.3251 | 6525489000 | 297315882.9962
Cacapon | North River | WV-PU-1-AS | WV-PU-1-AS_06 | North River | WVPC-7 | 4068 | 0 | 0 | 0 | 45.012 | 14780393309.3333 | 43563264490.6667 | 58343657800 | 1296180080.8673
Cacapon | North River | WV-PU-1-AS-41 | WV-PU-1-AS-41_01 | Henderson Hollow | WVPC-7-H | 4069 | 0 | 0 | 0 | 1.488 | 488608053.3333 | 1440107946.6667 | 1928716000 | 1296180107.5269
Cacapon | North River | WV-PU-1-AS-41-A | WV-PU-1-AS-41-A_01 | Stuart Hollow | WVPC-7-H-1 | 4070 | 0 | 1.86 | 0 | 0 | 225016866.6667 | 642905333.3333 | 867922200 | 466624838.7097
Cacapon | North River | WV-PU-1-AS-41-A-1 | WV-PU-1-AS-41-A-1_01 | UNT/Stuart Hollow RM 0.40 |  | 4071 | 0 | 8.556 | 0 | 0 | 1035077555.5556 | 2957364444.4444 | 3992442000 | 466624824.6844
Cacapon | North River | WV-PU-1-AS-41-A | WV-PU-1-AS-41-A_01 | Stuart Hollow | WVPC-7-H-1 | 4072 | 0 | 0 | 0 | 0 | 0 | 0 | 0 | 0
Cacapon | North River | WV-PU-1-AS-41 | WV-PU-1-AS-41_01 | Henderson Hollow | WVPC-7-H | 4073 | 0 | 3.348 | 0 | 0 | 405030344.4444 | 1157229555.5556 | 1562259900 | 466624820.7885
Cacapon | North River | WV-PU-1-AS | WV-PU-1-AS_06 | North River | WVPC-7 | 4074 | 0 | 0 | 0 | 38.57 | 12665061977.3333 | 37328603722.6667 | 49993665700 | 1296180080.3733
Cacapon | North River | WV-PU-1-AS | WV-PU-1-AS_06 | North River | WVPC-7 | 4075 | 0 | 0 | 0 | 8.991 | 2952335292 | 8701619808 | 11653955100 | 1296180080.0801
Cacapon | North River | WV-PU-1-AS-50 | WV-PU-1-AS-50_01 | UNT/North River RM 30.13 |  | 4076 | 0 | 0 | 0 | 0 | 0 | 0 | 0 | 0
Cacapon | North River | WV-PU-1-AS | WV-PU-1-AS_05 | North River | WVPC-7 | 4077 | 0 | 0 | 0 | 1.071 | 351679588 | 1036529312 | 1388208900 | 1296180112.0448
Cacapon | North River | WV-PU-1-AS-51 | WV-PU-1-AS-51_01 | Elkhorn Run | WVPC-7-H.5 | 4078 | 4.53 | 0 | 0 | 5.738 | 2119029760.1235 | 6336212139.8765 | 8455241900 | 823455580.4441
Cacapon | North River | WV-PU-1-AS | WV-PU-1-AS_05 | North River | WVPC-7 | 4079 | 0 | 0 | 0 | 2.336 | 767062097.3333 | 2260814602.6667 | 3027876700 | 1296180094.1781
Cacapon | North River | WV-PU-1-AS-53 | WV-PU-1-AS-53_01 | UNT/North River RM 32.10 | WVPC-7-H.7 | 4080 | 1.488 | 0 | 0 | 10.044 | 3375252930.91 | 9977890569.09 | 13353143500 | 1157920872.3552
Cacapon | North River | WV-PU-1-AS | WV-PU-1-AS_05 | North River | WVPC-7 | 4081 | 0 | 0 | 0 | 17.136 | 5626873281.3333 | 16584468618.6667 | 22211341900 | 1296180082.8665
Cacapon | North River | WV-PU-1-AS-57 | WV-PU-1-AS-57_01 | Lick Run | WVPC-7-I | 4082 | 5.952 | 0 | 0 | 9.672 | 3484546832.9935 | 10389349967.0065 | 13873896800 | 887986226.3185
Cacapon | North River | WV-PU-1-AS | WV-PU-1-AS_05 | North River | WVPC-7 | 4083 | 0 | 0 | 0 | 2.976 | 977216081.3333 | 2880215818.6667 | 3857431900 | 1296180073.9247
Cacapon | North River | WV-PU-1-AS-60 | WV-PU-1-AS-60_01 | UNT/North River RM 35.67 |  | 4084 | 5.208 | 0 | 0 | 2.604 | 1125084306.9307 | 3420256293.0693 | 4545340600 | 581840834.6134
Cacapon | North River | WV-PU-1-AS | WV-PU-1-AS_05 | North River | WVPC-7 | 4085 | 0 | 0 | 0 | 0 | 0 | 0 | 0 | 0
Cacapon | North River | WV-PU-1-AS-61 | WV-PU-1-AS-61_01 | Deep Run | WVPC-7-J | 4086 | 15.624 | 0 | 0 | 1.86 | 1420820757.8719 | 4500337242.1281 | 5921158000 | 338661519.1032
Cacapon | North River | WV-PU-1-AS | WV-PU-1-AS_05 | North River | WVPC-7 | 4087 | 1.86 | 0 | 0 | 13.392 | 4493908187.3056 | 13282423912.6944 | 17776332100 | 1165508267.7682
Cacapon | North River | WV-PU-1-AS-65 | WV-PU-1-AS-65_01 | UNT/North River RM 39.34 |  | 4088 | 0 | 0 | 0 | 0 | 0 | 0 | 0 | 0
Cacapon | Sperry Run | WV-PU-1-AS-66 | WV-PU-1-AS-66_03 | Sperry Run | WVPC-7-K | 4089 | 0 | 0 | 0 | 1.18 | 387471433.3333 | 1142021066.6667 | 1529492500 | 1296180084.7458
Cacapon | Sperry Run | WV-PU-1-AS-66-C | WV-PU-1-AS-66-C_01 | UNT/Sperry Run RM 1.55 |  | 4090 | 23.436 | 0 | 0 | 2.604 | 2070155130.2083 | 6570492369.7917 | 8640647500 | 331822100.6144
Cacapon | Sperry Run | WV-PU-1-AS-66 | WV-PU-1-AS-66_03 | Sperry Run | WVPC-7-K | 4091 | 0 | 0 | 0 | 8.184 | 2687344242.6667 | 7920593557.3333 | 10607937800 | 1296180083.089
Cacapon | Sperry Run | WV-PU-1-AS-66-D | WV-PU-1-AS-66-D_01 | UNT/Sperry Run RM 1.97 |  | 4092 | 0 | 0 | 1.116 | 5.208 | 1960861227.0884 | 5966161372.9116 | 7927022600 | 1253482384.5667
Cacapon | Sperry Run | WV-PU-1-AS-66 | WV-PU-1-AS-66_01 | Sperry Run | WVPC-7-K | 4093 | 0 | 0 | 0 | 7.316 | 2402322886.6667 | 7080530613.3333 | 9482853500 | 1296180084.7458
Cacapon | Sperry Run | WV-PU-1-AS-66 | WV-PU-1-AS-66_01 | Sperry Run | WVPC-7-K | 4094 | 0 | 0 | 0 | 1.416 | 464965720 | 1370425280 | 1835391000 | 1296180084.7458
Cacapon | Sperry Run | WV-PU-1-AS-66-F | WV-PU-1-AS-66-F_01 | UNT/Sperry Run RM 4.30 |  | 4095 | 2.36 | 0 | 0 | 0 | 122359407.6923 | 407864692.3077 | 530224100 | 224671228.8136
Cacapon | Sperry Run | WV-PU-1-AS-66 | WV-PU-1-AS-66_01 | Sperry Run | WVPC-7-K | 4096 | 3.72 | 0 | 0 | 15.252 | 5201104037.2855 | 15404011462.7145 | 20605115500 | 1086080302.5511
Cacapon | North River | WV-PU-1-AS | WV-PU-1-AS_04 | North River | WVPC-7 | 4097 | 16.284 | 3.894 | 0 | 9.204 | 4337640717.5395 | 13067983882.4605 | 17405624600 | 592390735.8247
Cacapon | North River | WV-PU-1-AS-69 | WV-PU-1-AS-69_01 | Meadow Run | WVPC-7-L | 4098 | 0 | 0 | 0 | 0 | 0 | 0 | 0 | 0
Cacapon | North River | WV-PU-1-AS | WV-PU-1-AS_04 | North River | WVPC-7 | 4099 | 2.628 | 0.876 | 0 | 0 | 242230133.3333 | 756969166.6667 | 999199300 | 285159617.5799
Cacapon | North River | WV-PU-1-AS-73 | WV-PU-1-AS-73_02 | Grassy Lick Run | WVPC-7-M | 4100 | 7.068 | 0 | 0 | 0 | 366456023.0769 | 1221520076.9231 | 1587976100 | 224671208.2626
Cacapon | North River | WV-PU-1-AS-73 | WV-PU-1-AS-73_02 | Grassy Lick Run | WVPC-7-M | 4101 | 0 | 0 | 0 | 14.632 | 4804645773.3333 | 14161061226.6667 | 18965707000 | 1296180084.7458
Cacapon | North River | WV-PU-1-AS-73-F | WV-PU-1-AS-73-F_01 | UNT/Grassy Lick Run RM 3.48 |  | 4102 | 0 | 0 | 0 | 8.778 | 2882393429.3333 | 8495475370.6667 | 11377868800 | 1296180086.5801
Cacapon | North River | WV-PU-1-AS-73 | WV-PU-1-AS-73_01 | Grassy Lick Run | WVPC-7-M | 4103 | 0 | 0 | 0 | 16.704 | 5485019332 | 16166372768 | 21651392100 | 1296180082.6149
Cacapon | North River | WV-PU-1-AS-73 | WV-PU-1-AS-73_01 | Grassy Lick Run | WVPC-7-M | 4104 | 5.9 | 0 | 0 | 0 | 305898507.6923 | 1019661692.3077 | 1325560200 | 224671220.339
Cacapon | North River | WV-PU-1-AS | WV-PU-1-AS_04 | North River | WVPC-7 | 4105 | 2.664 | 0 | 0 | 0 | 138120946.1538 | 460403153.8462 | 598524100 | 224671208.7087
Cacapon | North River | WV-PU-1-AS-75 | WV-PU-1-AS-75_01 | Waterlick Run | WVPC-7-N | 4106 | 3.72 | 0 | 0 | 2.232 | 925783671.7241 | 2803067228.2759 | 3728850900 | 626487046.371
Cacapon | North River | WV-PU-1-AS-75-H | WV-PU-1-AS-75-H_01 | UNT/Waterlick Run RM 2.13 |  | 4107 | 0 | 0 | 0 | 5.58 | 1832280174.6667 | 5400404725.3333 | 7232684900 | 1296180089.6057
Cacapon | North River | WV-PU-1-AS-75 | WV-PU-1-AS-75_01 | Waterlick Run | WVPC-7-N | 4108 | 4.092 | 0 | 0 | 4.464 | 1677982888.303 | 5027519611.697 | 6705502500 | 783719319.7756
Cacapon | North River | WV-PU-1-AS | WV-PU-1-AS_04 | North River | WVPC-7 | 4109 | 0.744 | 0 | 0 | 16.368 | 5413262808.7793 | 15969768191.2207 | 21383031000 | 1249592741.9355
Cacapon | North River | WV-PU-1-AS-79 | WV-PU-1-AS-79_01 | Pot Lick Run | WVPC-7-O | 4110 | 0 | 0 | 0 | 4.5 | 1477645301.3333 | 4355165098.6667 | 5832810400 | 1296180088.8889
Cacapon | North River | WV-PU-1-AS-79-A | WV-PU-1-AS-79-A_01 | Horn Camp Run | WVPC-7-O-1 | 4111 | 1.572 | 0 | 0 | 8.908 | 3006584748.554 | 8892970551.446 | 11899555300 | 1135453750
Cacapon | North River | WV-PU-1-AS-79-A | WV-PU-1-AS-79-A_01 | Horn Camp Run | WVPC-7-O-1 | 4112 | 7.08 | 0 | 0 | 0 | 367078200 | 1223594000 | 1590672200 | 224671214.6893
Cacapon | North River | WV-PU-1-AS-79 | WV-PU-1-AS-79_01 | Pot Lick Run | WVPC-7-O | 4113 | 4.72 | 0 | 0 | 0.236 | 322213078.806 | 1044133521.194 | 1366346600 | 275695439.8709
Cacapon | North River | WV-PU-1-AS-79-G | WV-PU-1-AS-79-G_01 | UNT/Pot Lick Run RM 2.86 |  | 4114 | 0 | 0 | 0 | 0 | 0 | 0 | 0 | 0
Cacapon | North River | WV-PU-1-AS-79 | WV-PU-1-AS-79_01 | Pot Lick Run | WVPC-7-O | 4115 | 1.488 | 0 | 0 | 0 | 77148646.1538 | 257162153.8462 | 334310800 | 224671236.5591
Cacapon | North River | WV-PU-1-AS | WV-PU-1-AS_03 | North River | WVPC-7 | 4116 | 0.372 | 0 | 0 | 3.72 | 1240807269.7248 | 3664560330.2752 | 4905367600 | 1198770185.7283
Cacapon | North River | WV-PU-1-AS-82 | WV-PU-1-AS-82_01 | Skaggs Run | WVPC-7-P | 4117 | 8.184 | 0 | 0 | 0.372 | 546469520.7756 | 1774418679.2244 | 2320888200 | 271258555.3997
Cacapon | North River | WV-PU-1-AS-82 | WV-PU-1-AS-82_01 | Skaggs Run | WVPC-7-P | 4118 | 8.556 | 0 | 0 | 0.372 | 565756682.3529 | 1838709217.6471 | 2404465900 | 269317417.1147
Cacapon | North River | WV-PU-1-AS-82-D | WV-PU-1-AS-82-D_01 | UNT/Skaggs Run RM 3.97 |  | 4119 | 0.708 | 0 | 0 | 0 | 36707815.3846 | 122359384.6154 | 159067200 | 224671186.4407
Cacapon | North River | WV-PU-1-AS-82 | WV-PU-1-AS-82_01 | Skaggs Run | WVPC-7-P | 4120 | 6.372 | 0 | 0 | 0 | 330370384.6154 | 1101234615.3846 | 1431605000 | 224671217.828
Cacapon | North River | WV-PU-1-AS | WV-PU-1-AS_01 | North River | WVPC-7 | 4121 | 7.068 | 0 | 0 | 0 | 366456023.0769 | 1221520076.9231 | 1587976100 | 224671208.2626
Cacapon | North River | WV-PU-1-AS-84 | WV-PU-1-AS-84_01 | UNT/North River RM 47.72 |  | 4122 | 5.58 | 0 | 0 | 0 | 289307400 | 964358000 | 1253665400 | 224671218.638
Cacapon | North River | WV-PU-1-AS | WV-PU-1-AS_01 | North River | WVPC-7 | 4123 | 0 | 0 | 0 | 0 | 0 | 0 | 0 | 0
Cacapon | North River | WV-PU-1-AS-85 | WV-PU-1-AS-85_01 | UNT/North River RM 48.47 |  | 4124 | 4.248 | 0 | 0 | 0 | 220246915.3846 | 734156384.6154 | 954403300 | 224671209.9812
Cacapon | North River | WV-PU-1-AS | WV-PU-1-AS_01 | North River | WVPC-7 | 4125 | 1.86 | 0 | 0 | 0 | 96435807.6923 | 321452692.3077 | 417888500 | 224671236.5591
Cacapon | North River | WV-PU-1-AS | WV-PU-1-AS_01 | North River | WVPC-7 | 4126 | 18.6 | 0 | 0 | 0 | 964357984.6154 | 3214526615.3846 | 4178884600 | 224671215.0538
Cacapon | Long Hollow Run | WV-PU-2 | WV-PU-2_01 | Long Hollow Run | WVP-14 | 5001 | 1.116 | 7.068 | 0 | 11.532 | 4699637900.2781 | 13796748199.7219 | 18496386100 | 938140905.8633
Cacapon | Long Hollow Run | WV-PU-2-E | WV-PU-2-E_01 | Wiggins Run | WVP-14-A | 5002 | 5.952 | 6.324 | 0 | 0.372 | 4783215581.4016 | 14298214318.5984 | 19081429900 | 1508651952.8779
Cacapon | Long Hollow Run | WV-PU-2 | WV-PU-2_01 | Long Hollow Run | WVP-14 | 5003 | 0 | 0 | 0 | 2.604 | 855064068 | 2520188832 | 3375252900 | 1296180069.1244
Cacapon | Willett Run | WV-PU-4 | WV-PU-4_01 | Willett Run | WVP-15 | 5101 | 3.348 | 1.488 | 0 | 0 | 1414391708.8889 | 4371756191.1111 | 5786147900 | 1196473924.7312
Cacapon | Willett Run | WV-PU-4-D | WV-PU-4-D_01 | UNT/Willett Run RM 2.12 |  | 5102 | 2.604 | 0.372 | 0 | 0 | 720053955.9322 | 2314459144.0678 | 3034513100 | 1019661659.9462
Cacapon | Willett Run | WV-PU-4 | WV-PU-4_01 | Willett Run | WVP-15 | 5103 | 0 | 4.092 | 0 | 0 | 1980148385.1852 | 5657566814.8148 | 7637715200 | 1866499315.738
Cacapon | Rockwell Run | WV-PU-17 | WV-PU-17_01 | Rockwell Run | WVP-16 | 5201 | 0.744 | 8.184 | 0 | 0 | 1028648516.129 | 2957364483.871 | 3986013000 | 446462029.5699
Cacapon | Sprigs Hollow | WV-PU-39 | WV-PU-39_01 | Sprigs Hollow | WVP-16.8 | 5301 | 5.208 | 3.348 | 0 | 0 | 675050583.5294 | 2057297016.4706 | 2732347600 | 319348714.3525
Cacapon | Steer Run | WV-PU-42 | WV-PU-42_01 | Steer Run | WVP-17 | 5401 | 1.116 | 0 | 0 | 0 | 57861484.6154 | 192871615.3846 | 250733100 | 224671236.5591
Cacapon | Big Run | WV-PU-44 | WV-PU-44_01 | Big Run | WVP-18 | 5501 | 5.208 | 1.116 | 0 | 0 | 405030353.6122 | 1285810646.3878 | 1690841000 | 267368912.081
Cacapon | Big Run | WV-PU-44 | WV-PU-44_01 | Big Run | WVP-18 | 5502 | 51.336 | 3.72 | 0 | 0 | 3111661747.6744 | 10157904052.3256 | 13269565800 | 241019431.1247
Cacapon | Dawson Run | WV-PU-45 | WV-PU-45_01 | Dawson Run | WVP-18.5 | 5601 | 4.836 | 1.488 | 0 | 0 | 430746555.5957 | 1350101144.4043 | 1780847700 | 281601470.5882
Cacapon | Little Cacapon River | WV-PU-49 | WV-PU-49_05 | Little Cacapon River | WVP-19 | 6001 | 0 | 0 | 0 | 6.136 | 2014851453.3333 | 5938509546.6667 | 7953361000 | 1296180084.7458
Cacapon | Little Cacapon River | WV-PU-49-E | WV-PU-49-E_01 | Johnson Hollow | WVP-19-A.4 | 6002 | 0 | 0 | 0 | 0 | 0 | 0 | 0 | 0
Cacapon | Little Cacapon River | WV-PU-49-E-1 | WV-PU-49-E-1_01 | UNT/Johnson Hollow RM 0.09 | WVP-19-A.4-1 | 6003 | 0 | 0 | 0 | 8.928 | 2931648269.3333 | 8640647530.6667 | 11572295800 | 1296180085.1254
Cacapon | Little Cacapon River | WV-PU-49-E-1-A | WV-PU-49-E-1-A_01 | UNT/UNT RM 0.97/Johnson Hollow RM 0.09 | WVP-19-A.4-1-A | 6004 | 0 | 0 | 0 | 0 | 0 | 0 | 0 | 0
Cacapon | Little Cacapon River | WV-PU-49-E-1-A-1 | WV-PU-49-E-1-A-1_01 | UNT/UNT RM 0.15/UNT RM 0.97/Johnson Hollow RM 0.09 | WVP-19-A.4-2-A | 6005 | 0 | 0 | 0 | 0 | 0 | 0 | 0 | 0
Cacapon | Little Cacapon River | WV-PU-49-E-1-A | WV-PU-49-E-1-A_01 | UNT/UNT RM 0.97/Johnson Hollow RM 0.09 | WVP-19-A.4-1-A | 6006 | 2.604 | 0 | 0 | 0 | 135010107.6923 | 450033692.3077 | 585043800 | 224671198.1567
Cacapon | Little Cacapon River | WV-PU-49-E-1 | WV-PU-49-E-1_01 | UNT/Johnson Hollow RM 0.09 | WVP-19-A.4-1 | 6007 | 0.744 | 0.372 | 0 | 0.372 | 205729700 | 617189100 | 822918800 | 553036827.957
Cacapon | Little Cacapon River | WV-PU-49-E | WV-PU-49-E_01 | Johnson Hollow | WVP-19-A.4 | 6008 | 6.696 | 0 | 0 | 3.72 | 1568688993.4959 | 4757499406.5041 | 6326188400 | 607352956.9892
Cacapon | Little Cacapon River | WV-PU-49 | WV-PU-49_05 | Little Cacapon River | WVP-19 | 6009 | 0 | 0 | 0 | 1.652 | 542460006.6667 | 1598829493.3333 | 2141289500 | 1296180084.7458
Cacapon | Little Cacapon River | WV-PU-49-F | WV-PU-49-F_01 | Chimney Hollow | WVP-19-A.5 | 6010 | 0 | 0 | 0 | 0.472 | 154988573.3333 | 456808426.6667 | 611797000 | 1296180084.7458
Cacapon | Little Cacapon River | WV-PU-49 | WV-PU-49_05 | Little Cacapon River | WVP-19 | 6011 | 0 | 0 | 0 | 3.068 | 1007425726.6667 | 2969254773.3333 | 3976680500 | 1296180084.7458
Cacapon | Little Cacapon River | WV-PU-49-L | WV-PU-49-L_01 | Hoffman Hollow | WVP-19-A.9 | 6012 | 7.068 | 0 | 0 | 1.488 | 855064075.5027 | 2661628024.4973 | 3516692100 | 411020582.0477
Cacapon | Little Cacapon River | WV-PU-49-M | WV-PU-49-M_01 | Dug Hill Run | WVP-19-B | 6013 | 5.952 | 0 | 0 | 2.232 | 1041506617.0213 | 3188810382.9787 | 4230317000 | 516900904.2033
Cacapon | Little Cacapon River | WV-PU-49-M-2 | WV-PU-49-M-2_01 | UNT/Dug Hill Run RM 0.83 |  | 6014 | 1.116 | 0.372 | 0 | 0 | 102864848.4848 | 321452651.5152 | 424317500 | 285159610.2151
Cacapon | Little Cacapon River | WV-PU-49-M | WV-PU-49-M_01 | Dug Hill Run | WVP-19-B | 6015 | 2.232 | 1.116 | 0 | 0 | 250733084.9057 | 771486415.0943 | 1022219500 | 305322431.3023
Cacapon | Little Cacapon River | WV-PU-49 | WV-PU-49_05 | Little Cacapon River | WVP-19 | 6016 | 0 | 0 | 0 | 0.472 | 154988573.3333 | 456808426.6667 | 611797000 | 1296180084.7458
Cacapon | Little Cacapon River | WV-PU-49-Q | WV-PU-49-Q_01 | Hopkins Lick Run | WVP-19-C | 6017 | 0 | 0 | 0 | 1.116 | 366456040 | 1080080960 | 1446537000 | 1296180107.5269
Cacapon | Little Cacapon River | WV-PU-49-Q-3 | WV-PU-49-Q-3_01 | UNT/Hopkins Lick Run RM 2.03 |  | 6018 | 4.248 | 0 | 0 | 0 | 220246915.3846 | 734156384.6154 | 954403300 | 224671209.9812
Cacapon | Little Cacapon River | WV-PU-49-Q | WV-PU-49-Q_01 | Hopkins Lick Run | WVP-19-C | 6019 | 2.604 | 0 | 0 | 0 | 135010107.6923 | 450033692.3077 | 585043800 | 224671198.1567
Cacapon | Little Cacapon River | WV-PU-49 | WV-PU-49_05 | Little Cacapon River | WVP-19 | 6020 | 0 | 0 | 0 | 0.944 | 309977146.6667 | 913616853.3333 | 1223594000 | 1296180084.7458
Cacapon | Little Cacapon River | WV-PU-49 | WV-PU-49_05 | Little Cacapon River | WVP-19 | 6021 | 0 | 0 | 0 | 2.976 | 977216081.3333 | 2880215818.6667 | 3857431900 | 1296180073.9247
Cacapon | Little Cacapon River | WV-PU-49-U | WV-PU-49-U_01 | UNT/Little Cacapon River RM 12.26 | WVP-19-C.5 | 6022 | 0 | 0 | 0 | 0.999 | 328037254.6667 | 966846645.3333 | 1294883900 | 1296180080.0801
Cacapon | Little Cacapon River | WV-PU-49-U-1 | WV-PU-49-U-1_01 | UNT/UNT RM 1.00/Little Cacapon River RM 12.26 | WVP-19-C.5-1 | 6023 | 1.488 | 0 | 0 | 0 | 77148646.1538 | 257162153.8462 | 334310800 | 224671236.5591
Cacapon | Little Cacapon River | WV-PU-49-U | WV-PU-49-U_01 | UNT/Little Cacapon River RM 12.26 | WVP-19-C.5 | 6024 | 5.208 | 0 | 0 | 0.744 | 514324265.0602 | 1620121434.9398 | 2134445700 | 358609828.629
Cacapon | Little Cacapon River | WV-PU-49 | WV-PU-49_05 | Little Cacapon River | WVP-19 | 6025 | 0 | 0 | 0 | 2.436 | 799898657.3333 | 2357596042.6667 | 3157494700 | 1296180090.312
Cacapon | Little Cacapon River | WV-PU-49-Z | WV-PU-49-Z_02 | Crooked Run | WVP-19-D | 6026 | 0 | 0 | 0 | 2.17 | 712553402.6667 | 2100157397.3333 | 2812710800 | 1296180092.1659
Cacapon | Little Cacapon River | WV-PU-49-Z | WV-PU-49-Z_02 | Crooked Run | WVP-19-D | 6027 | 0 | 0 | 0 | 0 | 0 | 0 | 0 | 0
Cacapon | Little Cacapon River | WV-PU-49-Z-2 | WV-PU-49-Z-2_01 | UNT/Crooked Run RM 1.44 |  | 6028 | 14.508 | 0 | 0 | 0 | 752199230.7692 | 2507330769.2308 | 3259530000 | 224671215.8809
Cacapon | Little Cacapon River | WV-PU-49-Z | WV-PU-49-Z_02 | Crooked Run | WVP-19-D | 6029 | 4.464 | 0 | 0 | 0 | 231445915.3846 | 771486384.6154 | 1002932300 | 224671214.1577
Cacapon | Little Cacapon River | WV-PU-49-Z-5 | WV-PU-49-Z-5_01 | UNT/Crooked Run RM 2.91 |  | 6030 | 11.16 | 0 | 0 | 4.464 | 2044438910.6977 | 6249039689.3023 | 8293478600 | 530816602.6626
Cacapon | Little Cacapon River | WV-PU-49-Z | WV-PU-49-Z_01 | Crooked Run | WVP-19-D | 6031 | 0.372 | 0 | 0 | 5.58 | 1851567311.0721 | 5464695188.9279 | 7316262500 | 1229210769.4892
Cacapon | Little Cacapon River | WV-PU-49 | WV-PU-49_05 | Little Cacapon River | WVP-19 | 6032 | 0 | 0 | 0 | 2 | 656731250.6667 | 1935628949.3333 | 2592360200 | 1296180100
Cacapon | Little Cacapon River | WV-PU-49-AB | WV-PU-49-AB_01 | Graybill Hollow | WVP-19-E | 6033 | 0 | 0 | 0 | 8.763 | 2877467945.3333 | 8480958154.6667 | 11358426100 | 1296180086.7283
Cacapon | Little Cacapon River | WV-PU-49-AB-3 | WV-PU-49-AB-3_01 | UNT/Graybill Hollow RM 1.21 | WVP-19-E-2 | 6034 | 0.381 | 0 | 0 | 0.762 | 269968398.773 | 803320601.227 | 1073289000 | 939010498.6877
Cacapon | Little Cacapon River | WV-PU-49-AB-4 | WV-PU-49-AB-4_01 | UNT/Graybill Hollow RM 1.38 | WVP-19-E-3 | 6035 | 17.856 | 0 | 0 | 8.928 | 3857431930.6931 | 11726593069.3069 | 15584025000 | 581840837.8136
Cacapon | Little Cacapon River | WV-PU-49-AB | WV-PU-49-AB_01 | Graybill Hollow | WVP-19-E | 6036 | 15.996 | 0 | 0 | 0 | 829347853.8462 | 2764492846.1538 | 3593840700 | 224671211.5529
Cacapon | Little Cacapon River | WV-PU-49 | WV-PU-49_05 | Little Cacapon River | WVP-19 | 6037 | 0 | 0 | 0 | 1.665 | 546728749.3333 | 1611411050.6667 | 2158139800 | 1296180060.0601
Cacapon | Little Cacapon River | WV-PU-49-AH | WV-PU-49-AH_01 | Three Churches Run | WVP-19-F | 6038 | 0 | 0 | 0 | 2.4 | 788077490.6667 | 2322754709.3333 | 3110832200 | 1296180083.3333
Cacapon | Little Cacapon River | WV-PU-49-AH-2 | WV-PU-49-AH-2_01 | UNT/Three Churches Run RM 0.74 |  | 6039 | 0 | 0 | 0 | 4.092 | 1343672121.3333 | 3960296778.6667 | 5303968900 | 1296180083.089
Cacapon | Little Cacapon River | WV-PU-49-AH-2 | WV-PU-49-AH-2_01 | UNT/Three Churches Run RM 0.74 |  | 6040 | 8.38 | 0 | 0 | 0 | 434479569.2308 | 1448265230.7692 | 1882744800 | 224671217.1838
Cacapon | Little Cacapon River | WV-PU-49-AH | WV-PU-49-AH_01 | Three Churches Run | WVP-19-F | 6041 | 0 | 0 | 0 | 6.064 | 1991209120 | 5868826880 | 7860036000 | 1296180079.1557
Cacapon | Little Cacapon River | WV-PU-49-AH-3 | WV-PU-49-AH-3_01 | UNT/Three Churches Run RM 2.05 |  | 6042 | 0.744 | 0 | 0 | 0 | 38574323.0769 | 128581076.9231 | 167155400 | 224671236.5591
Cacapon | Little Cacapon River | WV-PU-49-AH-4 | WV-PU-49-AH-4_01 | UNT/Three Churches Run RM 2.11 |  | 6043 | 3.419 | 0 | 0 | 0 | 177265592.3077 | 590885307.6923 | 768150900 | 224671219.6549
Cacapon | Little Cacapon River | WV-PU-49-AH | WV-PU-49-AH_01 | Three Churches Run | WVP-19-F | 6044 | 2.232 | 0 | 0 | 0.372 | 237874958.8235 | 745770141.1765 | 983645100 | 377743894.0092
Cacapon | Little Cacapon River | WV-PU-49 | WV-PU-49_04 | Little Cacapon River | WVP-19 | 6045 | 0 | 0 | 0 | 1.488 | 488608053.3333 | 1440107946.6667 | 1928716000 | 1296180107.5269
Cacapon | Little Cacapon River | WV-PU-49-AI | WV-PU-49-AI_01 | UNT/Little Cacapon River RM 18.71 |  | 6046 | 0 | 0 | 0 | 1.86 | 610760066.6667 | 1800134933.3333 | 2410895000 | 1296180107.5269
Cacapon | Little Cacapon River | WV-PU-49 | WV-PU-49_04 | Little Cacapon River | WVP-19 | 6047 | 0 | 0 | 0 | 6.324 | 2076584176 | 6120458624 | 8197042800 | 1296180075.9013
Cacapon | Little Cacapon River | WV-PU-49-AM | WV-PU-49-AM_01 | Trinton Hollow | WVP-19-G | 6048 | 0.372 | 0 | 0 | 1.116 | 385743201.6807 | 1144371498.3193 | 1530114700 | 1028302889.7849
Cacapon | Little Cacapon River | WV-PU-49-AM-4 | WV-PU-49-AM-4_01 | UNT/Trinton Hollow RM 2.95 |  | 6049 | 6.412 | 0 | 0 | 0 | 332444261.5385 | 1108147538.4615 | 1440591800 | 224671210.2308
Cacapon | Little Cacapon River | WV-PU-49-AM | WV-PU-49-AM_01 | Trinton Hollow | WVP-19-G | 6050 | 8 | 0 | 0 | 0 | 414777623.0769 | 1382592076.9231 | 1797369700 | 224671212.5
Cacapon | Little Cacapon River | WV-PU-49 | WV-PU-49_04 | Little Cacapon River | WVP-19 | 6051 | 0 | 0 | 0 | 2.36 | 774942866.6667 | 2284042133.3333 | 3058985000 | 1296180084.7458
Cacapon | Little Cacapon River | WV-PU-49-AP | WV-PU-49-AP_01 | Shawan Run | WVP-19-H | 6052 | 0 | 0 | 0 | 0.372 | 122152013.3333 | 360026986.6667 | 482179000 | 1296180107.5269
Cacapon | Little Cacapon River | WV-PU-49-AP | WV-PU-49-AP_01 | Shawan Run | WVP-19-H | 6053 | 4.464 | 0 | 0 | 0 | 231445915.3846 | 771486384.6154 | 1002932300 | 224671214.1577
Cacapon | Little Cacapon River | WV-PU-49 | WV-PU-49_04 | Little Cacapon River | WVP-19 | 6054 | 0 | 0 | 0 | 2.596 | 852437153.3333 | 2512446346.6667 | 3364883500 | 1296180084.7458
Cacapon | Little Cacapon River | WV-PU-49-AR | WV-PU-49-AR_01 | UNT/Little Cacapon River RM 22.60 |  | 6055 | 0 | 0 | 0 | 5.58 | 1832280174.6667 | 5400404725.3333 | 7232684900 | 1296180089.6057
Cacapon | Little Cacapon River | WV-PU-49 | WV-PU-49_04 | Little Cacapon River | WVP-19 | 6056 | 0 | 0 | 0 | 13.216 | 4339680053.3333 | 12790635946.6667 | 17130316000 | 1296180084.7458
Cacapon | Little Cacapon River | WV-PU-49-AZ | WV-PU-49-AZ_02 | North Fork/Little Cacapon River | WVP-19-J | 6057 | 0 | 0 | 0 | 11.532 | 3786712337.3333 | 11160836362.6667 | 14947548700 | 1296180081.5123
Cacapon | Little Cacapon River | WV-PU-49-AZ-5 | WV-PU-49-AZ-5_01 | Camp Run | WVP-19-J-1 | 6058 | 1.745 | 0 | 0 | 13.262 | 4445258228.3019 | 13136733271.6981 | 17581991500 | 1171586026.521
Cacapon | Little Cacapon River | WV-PU-49-AZ | WV-PU-49-AZ_02 | North Fork/Little Cacapon River | WVP-19-J | 6059 | 5.208 | 0 | 0 | 0 | 270020238.4615 | 900067461.5385 | 1170087700 | 224671217.3579
Cacapon | Little Cacapon River | WV-PU-49-AZ-9 | WV-PU-49-AZ-9_01 | UNT/North Fork RM 3.70/Little Cacapon River | WVP-19-J-5 | 6060 | 8.26 | 0 | 0 | 0 | 428257892.3077 | 1427526307.6923 | 1855784200 | 224671210.6538
Cacapon | Little Cacapon River | WV-PU-49-AZ | WV-PU-49-AZ_01 | North Fork/Little Cacapon River | WVP-19-J | 6061 | 12.508 | 0 | 0 | 1.18 | 1035976240.6015 | 3303703759.3985 | 4339680000 | 317042665.1081
Cacapon | Little Cacapon River | WV-PU-49-AZ | WV-PU-49-AZ_01 | North Fork/Little Cacapon River | WVP-19-J | 6062 | 8.184 | 0 | 0 | 0.372 | 546469520.7756 | 1774418679.2244 | 2320888200 | 271258555.3997
Cacapon | Little Cacapon River | WV-PU-49-BA | WV-PU-49-BA_03 | South Fork/Little Cacapon River | WVP-19-I | 6063 | 0 | 0 | 0 | 7.068 | 2320888202.6667 | 6840512597.3333 | 9161400800 | 1296180079.2303
Cacapon | Little Cacapon River | WV-PU-49-BA-3 | WV-PU-49-BA-3_01 | Bell Hollow | WVP-19-I-1 | 6064 | 0 | 0 | 0 | 7.44 | 2443040216 | 7200539584 | 9643579800 | 1296180080.6452
Cacapon | Little Cacapon River | WV-PU-49-BA-3-C | WV-PU-49-BA-3-C_01 | UNT/Bell Hollow RM 1.32 |  | 6065 | 0 | 0 | 0 | 18.6 | 6107600540 | 18001348960 | 24108949500 | 1296180080.6452
Cacapon | Little Cacapon River | WV-PU-49-BA-3 | WV-PU-49-BA-3_01 | Bell Hollow | WVP-19-I-1 | 6066 | 0 | 0 | 0 | 12.276 | 4031016364 | 11880890336 | 15911906700 | 1296180083.089
Cacapon | Little Cacapon River | WV-PU-49-BA | WV-PU-49-BA_01 | South Fork/Little Cacapon River | WVP-19-I | 6067 | 0 | 0 | 0 | 21.065 | 6917021794.6667 | 20387011605.3333 | 27304033400 | 1296180080.7026
Cacapon | Little Cacapon River | WV-PU-49-BA | WV-PU-49-BA_01 | South Fork/Little Cacapon River | WVP-19-I | 6068 | 0 | 0 | 0 | 11.16 | 3664560324 | 10800809376 | 14465369700 | 1296180080.6452
Cacapon | Little Cacapon River | WV-PU-49-BA | WV-PU-49-BA_01 | South Fork/Little Cacapon River | WVP-19-I | 6069 | 0 | 0 | 0 | 24.056 | 7899163360 | 23281744640 | 31180908000 | 1296180079.8138
Cacapon | Brights Hollow | WV-PU-51 | WV-PU-51_01 | Brights Hollow | WVP-19.5 | 6101 | 0.372 | 0 | 0 | 2.604 | 874351229.7398 | 2584479370.2602 | 3458830600 | 1162241465.0538
Cacapon | Miller Hollow | WV-PU-52 | WV-PU-52_01 | Miller Hollow | WVP-19.7 | 6201 | 4.484 | 0 | 0 | 0 | 232482853.8462 | 774942846.1538 | 1007425700 | 224671208.7422
Cacapon | UNT/Potomac River RM 301.20 | WV-PU-53 | WV-PU-53_01 | UNT/Potomac River RM 301.20 | WVP-19.8 | 6301 | 0 | 0 | 0 | 0 | 0 | 0 | 0 | 0