## Intro Page
Appendix F
NPDES Permits

## OWR Fecal Model Outlets
Project Name | SUBID | TMDL Watershed | NHD Code | Stream Name | WV Code | Permit | Outlet | Facility Name | Latitude | Longitude | Permit Type | Subtype Description | Issue Date | Expire Date | Design Flow | Average Flow | FC Min | FC Avg | FC Max | Flow Min | Flow Avg | Flow Max | Flow Rate Avg | Flow Rate Max | FC FLOW (MGD)
Upper Guyandotte River | 5046 | Guyandotte River (Upper) | OGU | Guyandotte River (upper) | WVOG-up | WV0020681 | 001 | City of Mullens Sanitery Board | 37.5778 | -81.3889 | Sewage | Ind POTW | 1974-06-01 | 2019-11-24 | 0.33 |  | <Null> | 200 | 400 | <Null> | 0 | <Null> |  |  | 0.33
Upper Guyandotte River | 5046 | Guyandotte River (Upper) | OGU | Guyandotte River (upper) | WVOG-up | WV0020681 | C002 | City of Mullens Sanitery Board | 37.5778 | -81.3889 | Sewage | Ind POTW | 1974-06-01 | 2019-11-24 | 0.33 |  | <Null> | 0 | <Null> | <Null> | 0 | <Null> |  |  | CSO
Upper Guyandotte River | 5046 | Guyandotte River (Upper) | OGU | Guyandotte River (upper) | WVOG-up | WV0020681 | C003 | City of Mullens Sanitery Board | 37.5717 | -81.395 | Sewage | Ind POTW | 1974-06-01 | 2019-11-24 | 0.33 |  | <Null> | 0 | <Null> | <Null> | 0 | <Null> |  |  | CSO
Upper Guyandotte River | 5046 | Guyandotte River (Upper) | OGU | Guyandotte River (upper) | WVOG-up | WV0020681 | C004 | City of Mullens Sanitery Board | 37.5722 | -81.4 | Sewage | Ind POTW | 1974-06-01 | 2019-11-24 | 0.33 |  | <Null> | 0 | <Null> | <Null> | 0 | <Null> |  |  | CSO
Upper Guyandotte River | 3009 | Clear Fork | OGU-70 | Clear Fork | WVOGC | WV0024431 | 001 | OCEANA TOWN OF | 37.6811 | -81.6633 | Sewage | Ind POTW | 1990-01-04 | 2020-06-30 | 0.5 | 0 | <Null> | 200 | 400 | <Null> | 0 | <Null> |  |  | 0.5
Upper Guyandotte River | 4057 | Guyandotte River (Upper) | OGU | Guyandotte River (upper) | WVOG-up | WV0027138 | 001 | CENTER PSD | 37.5811 | -81.56 | Sewage | Ind POTW | 1976-08-11 | 2020-03-08 | 0.4 |  | <Null> | 200 | 400 | <Null> | 0 | <Null> |  |  | 0.4
Upper Guyandotte River | 2001 | Guyandotte River (Upper) | OGU | Guyandotte River (upper) | WVOG-up | WV0033821 | C004 | LOGAN CITY OF | 37.8506 | -81.9943 | Sewage | Ind POTW | 1981-05-15 | 2017-07-24 | 0.53 |  | <Null> | 0 | <Null> | <Null> | 0 | <Null> |  |  | CSO
Upper Guyandotte River | 2001 | Guyandotte River (Upper) | OGU | Guyandotte River (upper) | WVOG-up | WV0033821 | C005 | LOGAN CITY OF | 37.8467 | -81.9943 | Sewage | Ind POTW | 1981-05-15 | 2017-07-24 | 0.53 |  | <Null> | 0 | <Null> | <Null> | 0 | <Null> |  |  | CSO
Upper Guyandotte River | 2001 | Guyandotte River (Upper) | OGU | Guyandotte River (upper) | WVOG-up | WV0033821 | C007 | LOGAN CITY OF | 37.8459 | -81.9929 | Sewage | Ind POTW | 1981-05-15 | 2017-07-24 | 0.53 |  | <Null> | 0 | <Null> | <Null> | 0 | <Null> |  |  | CSO
Upper Guyandotte River | 2001 | Guyandotte River (Upper) | OGU | Guyandotte River (upper) | WVOG-up | WV0033821 | C008 | LOGAN CITY OF | 37.8456 | -81.9907 | Sewage | Ind POTW | 1981-05-15 | 2017-07-24 | 0.53 |  | <Null> | 0 | <Null> | <Null> | 0 | <Null> |  |  | CSO
Upper Guyandotte River | 2001 | Guyandotte River (Upper) | OGU | Guyandotte River (upper) | WVOG-up | WV0033821 | C009 | LOGAN CITY OF | 37.8449 | -81.9881 | Sewage | Ind POTW | 1981-05-15 | 2017-07-24 | 0.53 |  | <Null> | 0 | <Null> | <Null> | 0 | <Null> |  |  | CSO
Upper Guyandotte River | 2001 | Guyandotte River (Upper) | OGU | Guyandotte River (upper) | WVOG-up | WV0033821 | C010 | LOGAN CITY OF | 37.844 | -81.9859 | Sewage | Ind POTW | 1981-05-15 | 2017-07-24 | 0.53 |  | <Null> | 0 | <Null> | <Null> | 0 | <Null> |  |  | CSO
Upper Guyandotte River | 2058 | Guyandotte River (Upper) | OGU | Guyandotte River (upper) | WVOG-up | WV0038351 | 001 | BUFFALO CREEK PSD | 37.7444 | -81.8881 | Sewage | Ind POTW | 1990-04-30 | 2019-12-07 | 0.75 | 0 | <Null> | 200 | 400 | <Null> | 0 | <Null> |  |  | 0.75
Upper Guyandotte River | 2046 | Guyandotte River (Upper) | OGU | Guyandotte River (upper) | WVOG-up | WV0050962 | 001 | Cecil I Walker Machinery Co - Rita Facility | 37.7726 | -81.9344 | Industrial | Individual | 1989-05-12 | 2020-06-30 | 0.004 | 0.006 | <Null> | 200 | 400 | <Null> | 0 | <Null> |  |  | 0.006
Upper Guyandotte River | 2046 | Guyandotte River (Upper) | OGU | Guyandotte River (upper) | WVOG-up | WV0050962 | 002 | Cecil I Walker Machinery Co - Rita Facility | 37.773 | -81.9331 | Industrial | Individual | 1989-05-12 | 2020-06-30 | 0.004 | 0.006 | <Null> | 200 | 400 | <Null> | 0 | 0.002 |  |  | 0.002
Upper Guyandotte River | 3035 | Laurel Fork | OGU-70-X | Laurel Fork | WVOGC-16 | WV0080390 | 001 | GLEN ROGERS PSD | 37.7114 | -81.4544 | Sewage | Ind POTW | 1995-05-08 | 2019-12-01 | 0.075 | 0 | <Null> | 200 | 400 | <Null> | 0 | <Null> |  |  | 0.075
Upper Guyandotte River | 2154 | Guyandotte River (Upper) | OGU | Guyandotte River (upper) | WVOG-up | WV0103748 | 001 | GILBERT TOWN OF | 37.635 | -81.8703 | Sewage | Ind POTW | 1997-09-03 | 2019-12-01 | 0.1 |  | <Null> | 200 | 400 | <Null> | 0 | <Null> |  |  | 0.1
Upper Guyandotte River | 1009 | Island Creek | OGU-1-B-1 | Mud Fork | WVOG-65-B-1 | WVG410378 | 001 | Barbara Tomblin | 37.8468 | -82.049 | Sewage | Home Aeration Unit General | 2000-04-14 | 2019-06-30 | 0.0005 |  | 200 | 400 | 500 | <Null> | 0 | 0.0005 |  |  | 0.0005
Upper Guyandotte River | 1039 | Island Creek | OGU-1 | Island Creek | WVOG-65 | WVG410806 | 001 | Speedway Super America #9792 | 37.8358 | -82.0028 | Sewage | Home Aeration Unit General | 2001-02-23 | 2019-06-30 | 0.0006 |  | 200 | 400 | 500 | <Null> | 0 | 0.0006 |  |  | 0.0006
Upper Guyandotte River | 1039 | Island Creek | OGU-1 | Island Creek | WVOG-65 | WVG410806 | 001 | Speedway Super America #9792 | 37.8358 | -82.0028 | Sewage | Home Aeration Unit General | 2001-02-23 | 2019-06-30 | 0.0006 |  | 200 | 400 | 500 | <Null> | 0 | 0.0006 |  |  | 0.0006
Upper Guyandotte River | 5114 | Winding Gulf | OGU-142-E | Berry Branch | WVOG-138-A | WVG412115 | 001 | Doris E. Faust | 37.6369 | -81.3128 | Sewage | Home Aeration Unit General | 2003-05-08 | 2009-03-30 | 0.0006 |  | 200 | 400 | 500 | <Null> | 0 | 0.0006 |  |  | 0.0006
Upper Guyandotte River | 5011 | Cabin Creek | OGU-118-G | Marsh Fork | WVOG-127-D | WVG412174 | 001 | Larry Riffe | 37.6431 | -81.45 | Sewage | Home Aeration Unit General | 2003-06-03 | 2019-06-30 | 0.0006 |  | 200 | 400 | 500 | <Null> | 0 | 0.0006 |  |  | 0.0006
Upper Guyandotte River | 5104 | Stonecoal Creek | OGU-141 | Stonecoal Creek | WVOG-139 | WVG412383 | 001 | Richmond, Sherry | 37.6152 | -81.3086 | Sewage | Home Aeration Unit General | 2003-09-02 | 2014-05-31 | 0.0005 |  | 200 | 400 | 500 | <Null> | 0 | 0.0005 |  |  | 0.0005
Upper Guyandotte River | 5095 | Stonecoal Creek | OGU-141 | Stonecoal Creek | WVOG-139 | WVG412462 | 001 | Rhodell Church of God | 37.6072 | -81.3064 | Sewage | Home Aeration Unit General | 2003-10-16 | 2014-05-31 | 0.0005 |  | 200 | 400 | 500 | <Null> | 0 | 0.0005 |  |  | 0.0005
Upper Guyandotte River | 4053 | Guyandotte River (Upper) | OGU | Guyandotte River (upper) | WVOG-up | WVG412581 | 001 | Davis, Darryl | 37.5856 | -81.6033 | Sewage | Home Aeration Unit General | 2004-02-13 | 2011-05-31 | 0.0005 |  | 200 | 400 | 500 | <Null> | 0 | 0.0005 |  |  | 0.0005
Upper Guyandotte River | 5120 | Winding Gulf | OGU-142 | Winding Gulf | WVOG-138 | WVG412871 | 001 | George Morgan | 37.6794 | -81.2184 | Sewage | Home Aeration Unit General | 2004-10-04 | 2014-05-31 | 0.0006 |  | 200 | 400 | 500 | <Null> | 0 | 0.0006 |  |  | 0.0006
Upper Guyandotte River | 5103 | Stonecoal Creek | OGU-141-B | Tommy Creek | WVOG-139-A | WVG413362 | 001 | Gregory Scott Butcher | 37.5986 | -81.1794 | Sewage | Home Aeration Unit General | 2006-05-26 | 2009-03-30 | 0.0005 |  | 200 | 400 | 500 | <Null> | 0 | 0.0005 |  |  | 0.0005
Upper Guyandotte River | 3015 | Laurel Fork | OGU-70-X-6 | Coon Branch | WVOGC-16-B | WVG413387 | 001 | Richard Mott | 37.6611 | -81.6017 | Sewage | Home Aeration Unit General | 2006-07-27 | 2019-06-30 | 0.0005 |  | 200 | 400 | 500 | <Null> | 0 | 0.0005 |  |  | 0.0005
Upper Guyandotte River | 2002 | Dingess Run | OGU-4 | Dingess Run | WVOG-68 | WVG413546 | 001 | Pepsi Bottling Group | 37.8369 | -81.9639 | Sewage | Home Aeration Unit General | 2006-12-27 | 2014-05-31 | 0.0005 |  | 200 | 400 | 500 | <Null> | 0 | 0.0005 |  |  | 0.0005
Upper Guyandotte River | 5028 | Barkers Creek | OGU-128-K | Gooney Otter Creek | WVOG-131-F | WVG413570 | 001 | Johnny & Teresa Lane | 37.503 | -81.3536 | Sewage | Home Aeration Unit General | 2007-01-23 | 2019-06-30 | 0.0005 |  | 200 | 400 | 500 | <Null> | 0 | 0.0005 |  |  | 0.0005
Upper Guyandotte River | 5110 | Stonecoal Creek | OGU-141 | Stonecoal Creek | WVOG-139 | WVG413848 | 001 | Mountaineer Trout Farm | 37.6389 | -81.2305 | Sewage | Home Aeration Unit General | 2008-03-12 | 2014-05-31 | 0.0005 |  | 200 | 400 | 500 | <Null> | 0 | 0.0005 |  |  | 0.0005
Upper Guyandotte River | 3017 | Laurel Fork | OGU-70-X-6 | Coon Branch | WVOGC-16-B | WVG413888 | 001 | Denzil J Stewart | 37.6571 | -81.5968 | Sewage | Home Aeration Unit General | 2008-04-18 | 2019-06-30 | 0.0005 |  | 200 | 400 | 500 | <Null> | 0 | 0.0005 |  |  | 0.0005
Upper Guyandotte River | 3014 | Laurel Fork | OGU-70-X | Laurel Fork | WVOGC-16 | WVG414414 | 001 | James Sellards | 37.6673 | -81.6024 | Sewage | Home Aeration Unit General | 2010-10-22 | 2019-06-30 | 0.0005 |  | 200 | 400 | 500 | <Null> | 0 | 0.0005 |  |  | 0.0005
Upper Guyandotte River | 4069 | Rockcastle Creek | OGU-107-F | Marsh Fork | WVOG-123-C | WVG414519 | 001 | Mark A Justice | 37.6386 | -81.5453 | Sewage | Home Aeration Unit General | 2011-05-09 | 2019-06-30 | 0.0005 |  | 200 | 400 | 500 | <Null> | 0 | 0.0005 |  |  | 0.0005
Upper Guyandotte River | 5104 | Stonecoal Creek | OGU-141 | Stonecoal Creek | WVOG-139 | WVG414602 | 001 | Robert E Mummert Jr. | 37.6082 | -81.3046 | Sewage | Home Aeration Unit General | 2011-10-13 | 2014-05-31 | 0.0005 |  | 200 | 400 | 500 | <Null> | 0 | 0.0005 |  |  | 0.0005
Upper Guyandotte River | 5011 | Cabin Creek | OGU-118-G | Marsh Fork | WVOG-127-D | WVG414752 | 001 | Posey D & Beverly Tolliver | 37.6411 | -81.467 | Sewage | Home Aeration Unit General | 2012-05-04 | 2019-06-30 | 0.0005 |  | 200 | 400 | 500 | <Null> | 0 | 0.0005 |  |  | 0.0005
Upper Guyandotte River | 4052 | Skin Fork | OGU-95 | Skin Fork | WVOG-119 | WVG414915 | 001 | Wyoming County Animal Shelter & Recycle Center | 37.6013 | -81.5523 | Sewage | Home Aeration Unit General | 2012-12-27 | 2019-06-30 | 0.0006 |  | 200 | 400 | 500 | <Null> | 0 | 0.0006 |  |  | 0.0006
Upper Guyandotte River | 4069 | Rockcastle Creek | OGU-107-F | Marsh Fork | WVOG-123-C | WVG414983 | 001 | Too Stressed LLC | 37.6332 | -81.5477 | Sewage | Home Aeration Unit General | 2013-05-21 | 2019-06-30 | 0.0006 |  | 200 | 400 | 500 | <Null> | 0 | 0.0006 |  |  | 0.0006
Upper Guyandotte River | 2196 | Little Huff Creek | OGU-54-K | Muzzle Creek | WVOG-92-I | WVG415222 | 001 | Karen S. Hatfield | 37.5239 | -81.8022 | Sewage | Home Aeration Unit General | 2014-06-25 | 2019-06-30 | 0.0006 |  | 200 | 400 | 500 | <Null> | 0 | 0.0006 |  |  | 0.0006
Upper Guyandotte River | 6000 | No TMDL (Do Not Model) |  | R.D. Bailey Lake (Do Not Model) |  | WVG550041 | 001 | R. D. BAILEY LAKE - DAM | 37.598 | -81.8258 | Sewage | Sewage General | 1993-12-24 | 2020-09-30 | 0.005 |  | 200 | 400 | 500 | <Null> | 0 | 0.005 |  |  | 0.005
Upper Guyandotte River | 5067 | Slab Fork | OGU-132 | Slab Fork | WVOG-134 | WVG550077 | 001 | Slab Fork Treatment Facilities | 37.6861 | -81.3344 | Sewage | Sewage General | 1993-12-24 | 2020-09-30 | 0.022 |  | 200 | 400 | 500 | <Null> | 0 | 0.022 |  |  | 0.022
Upper Guyandotte River | 2025 | Guyandotte River (Upper) | OGU | Guyandotte River (upper) | WVOG-up | WVG550150 | 001 | LOGAN-MINGO AREA MENTAL HEALTH | 37.8272 | -81.9472 | Sewage | Sewage General | 1999-04-08 | 2020-09-30 | 0.005 |  | 200 | 400 | 500 | <Null> | 0 | 0.005 |  |  | 0.005
Upper Guyandotte River | 4069 | Rockcastle Creek | OGU-107-F | Marsh Fork | WVOG-123-C | WVG550193 | 001 | PINEVILLE TRAILER PARK | 37.6354 | -81.5514 | Sewage | Sewage General | 1993-12-24 | 2020-09-30 | 0.01 |  | 200 | 400 | 500 | <Null> | 0 | 0.01 |  |  | 0.01
Upper Guyandotte River | 1039 | Island Creek | OGU-1 | Island Creek | WVOG-65 | WVG550257 | 001 | LAURELWOOD APARTMENTS | 37.8167 | -81.995 | Sewage | Sewage General | 1993-12-24 | 2020-09-30 | 0.02 |  | 200 | 400 | 500 | <Null> | 0 | 0.02 |  |  | 0.02
Upper Guyandotte River | 2025 | Guyandotte River (Upper) | OGU | Guyandotte River (upper) | WVOG-up | WVG550319 | 001 | Logan Motor Lodge | 37.8164 | -81.9358 | Sewage | Sewage General | 1993-12-24 | 2009-05-13 | 0.006 |  | 200 | 400 | 500 | <Null> | 0.006 | <Null> |  |  | 0.006
Upper Guyandotte River | 2164 | Gilbert Creek | OGU-47-B | Horsepen Creek | WVOG-89-B | WVG550326 | 001 | Gilbert Heights STP. | 37.6258 | -81.8993 | Sewage | Sewage General | 1993-12-24 | 2015-09-23 | 0.00658 |  | 200 | 400 | 500 | <Null> | 0 | 0.00658 |  |  | 0.00658
Upper Guyandotte River | 1039 | Island Creek | OGU-1 | Island Creek | WVOG-65 | WVG550347 | 001 | WILKINSON LOCATION | 37.8217 | -82.0028 | Sewage | Sewage General | 1993-12-24 | 2015-09-23 | 0.0019 |  | 200 | 400 | 500 | <Null> | 0 | 0.0019 |  |  | 0.0019
Upper Guyandotte River | 4069 | Rockcastle Creek | OGU-107-F | Marsh Fork | WVOG-123-C | WVG550372 | 001 | Ken & Coy Rock Company Inc | 37.6358 | -81.5522 | Sewage | Sewage General | 1993-12-24 | 2020-09-30 | 0.005 |  | 200 | 400 | 500 | <Null> | 0 | 0.005 |  |  | 0.005
Upper Guyandotte River | 1017 | Island Creek | OGU-1-B-3 | Whitman Creek | WVOG-65-B-2 | WVG550378 | 001 | RIVENBARK SUBD. | 37.8067 | -82.0291 | Sewage | Sewage General | 1999-03-25 | 2015-09-23 | 0.002 |  | 200 | 400 | 500 | <Null> | 0 | 0.002 |  |  | 0.002
Upper Guyandotte River | 2092 | Huff Creek | OGU-28 | Huff Creek | WVOG-76 | WVG550478 | 001 | GREEN VALLEY STP | 37.7286 | -81.8664 | Sewage | Sewage General | 1993-12-24 | 2015-09-23 | 0.04 |  | 200 | 400 | 500 | <Null> | 0 | 0.04 |  |  | 0.04
Upper Guyandotte River | 2025 | Guyandotte River (Upper) | OGU | Guyandotte River (upper) | WVOG-up | WVG550481 | 001 | Logan Center | 37.8253 | -81.9464 | Sewage | Sewage General | 1993-12-24 | 2020-09-30 | 0.017 |  | 200 | 400 | 500 | <Null> | 0 | 0.017 |  |  | 0.017
Upper Guyandotte River | 3018 | Laurel Fork | OGU-70-X | Laurel Fork | WVOGC-16 | WVG550488 | 001 | CASTLE ROCK RESTAURANT | 37.6697 | -81.5781 | Sewage | Sewage General | 1999-03-25 | 2020-09-30 | 0.009 |  | 200 | 400 | 500 | <Null> | 0 | 0.009 |  |  | 0.009
Upper Guyandotte River | 1018 | Island Creek | OGU-1-B-3-B | Left Fork/Whitman Creek | WVOG-65-B-2-A | WVG550547 | 001 | BUTCHER MOBILE HOME PARK | 37.7981 | -82.0314 | Sewage | Sewage General | 1993-12-24 | 2015-09-23 | 0.005 |  | 200 | 400 | 500 | <Null> | 0 | 0.005 |  |  | 0.005
Upper Guyandotte River | 5011 | Cabin Creek | OGU-118-G | Marsh Fork | WVOG-127-D | WVG550559 | 001 | SWVCC-WYOMING CAMPUS | 37.6403 | -81.4544 | Sewage | Sewage General | 1994-05-16 | 2020-09-30 | 0.006 | 0 | 200 | 400 | 500 | <Null> | 0 | 0.006 |  |  | 0.006
Upper Guyandotte River | 4069 | Rockcastle Creek | OGU-107-F | Marsh Fork | WVOG-123-C | WVG550600 | 001 | Hills Trailer Park | 37.6353 | -81.5494 | Sewage | Sewage General | 1993-12-24 | 2020-09-30 | 0.007 |  | 200 | 400 | 500 | <Null> | 0 | 0.007 |  |  | 0.007
Upper Guyandotte River | 4075 | Pinnacle Creek | OGU-108 | Pinnacle Creek | WVOG-124 | WVG550696 | 001 | Pinnacle Creek Trails Mart LLC | 37.5685 | -81.5328 | Sewage | Sewage General | 1994-05-30 | 2020-09-30 | 0.0015 |  | 200 | 400 | 500 | <Null> | 0 | 0.0015 |  |  | 0.0015
Upper Guyandotte River | 2176 | Guyandotte River (Upper) | OGU | Guyandotte River (upper) | WVOG-up | WVG550767 | 001 | BOWL-MOR LANES | 37.6025 | -81.8722 | Sewage | Sewage General | 1995-02-28 | 2003-12-03 | 0.003 |  | 200 | 400 | 500 | <Null> | 0.003 | <Null> |  |  | 0.003
Upper Guyandotte River | 1041 | Island Creek | OGU-1 | Island Creek | WVOG-65 | WVG550848 | 001 | Shawnee Meadows MHP | 37.8098 | -81.9818 | Sewage | Sewage General | 1996-04-29 | 2020-09-30 | 0.0125 |  | 200 | 400 | 500 | <Null> | 0 | 0.0125 |  |  | 0.0125
Upper Guyandotte River | 5051 | Slab Fork | OGU-132 | Slab Fork | WVOG-134 | WVG550877 | 001 | STANDARD HYDRAULICS | 37.637 | -81.3926 | Sewage | Sewage General | 1997-01-03 | 2020-09-30 | 0.0005 | 0 | 200 | 400 | 500 | <Null> | 0 | 0.0005 |  |  | 0.0005
Upper Guyandotte River | 2168 | Gilbert Creek | OGU-47-B | Horsepen Creek | WVOG-89-B | WVG551005 | 001 | Gilbert Middle School | 37.6358 | -81.9103 | Sewage | Sewage General | 1999-11-18 | 2020-09-30 | 0.015 |  | 200 | 400 | 500 | <Null> | 0 | 0.015 |  |  | 0.015
Upper Guyandotte River | 4013 | Guyandotte River (Upper) | OGU | Guyandotte River (upper) | WVOG-up | WVG551072 | 001 | Baileysville Elementary and Junior High School | 37.59 | -81.675 | Sewage | Sewage General | 2000-02-02 | 2020-09-30 | 0.014 | 0 | 200 | 400 | 500 | <Null> | 0 | 0.014 |  |  | 0.014
Upper Guyandotte River | 2193 | Little Huff Creek | OGU-54 | Little Huff Creek | WVOG-92 | WVG551074 | 001 | Old Huff Consolidated & Middle School | 37.5553 | -81.7889 | Sewage | Sewage General | 2000-02-02 | 2020-09-30 | 0.0084 | 0 | 200 | 400 | 500 | <Null> | 0 | 0.0084 |  |  | 0.0084
Upper Guyandotte River | 5027 | Barkers Creek | OGU-128 | Barkers Creek | WVOG-131 | WVG551075 | 001 | Herndon Consolidated Elementary School | 37.5264 | -81.3718 | Sewage | Sewage General | 2000-02-02 | 2020-09-30 | 0.0072 | 0 | 200 | 400 | 500 | <Null> | 0 | 0.0072 |  |  | 0.0072
Upper Guyandotte River | 5004 | Guyandotte River (Upper) | OGU | Guyandotte River (upper) | WVOG-up | WVG551076 | 001 | Wyoming County East High School | 37.5743 | -81.473 | Sewage | Sewage General | 2000-02-02 | 2020-09-30 | 0.02625 | 0 | 200 | 400 | 500 | <Null> | 0 | 0.02625 |  |  | 0.02625
Upper Guyandotte River | 3024 | Laurel Fork | OGU-70-X-19 | Glen Fork | WVOGC-16-J | WVG551084 | 001 | Glen Fork Elementary School | 37.6958 | -81.525 | Sewage | Sewage General | 2000-02-02 | 2020-09-30 | 0.007 | 0 | 200 | 400 | 500 | <Null> | 0 | 0.007 |  |  | 0.007
Upper Guyandotte River | 2121 | Huff Creek | OGU-28 | Huff Creek | WVOG-76 | WVG551088 | 001 | Road Branch Elementary School | 37.7522 | -81.6704 | Sewage | Sewage General | 2000-02-02 | 2020-09-30 | 0.009 | 0 | 200 | 400 | 500 | <Null> | 0 | 0.009 |  |  | 0.009
Upper Guyandotte River | 5012 | Cabin Creek | OGU-118-H | Black Fork | WVOG-127-E | WVG551092 | 001 | Twin Falls State Park -1 | 37.6333 | -81.4403 | Sewage | Sewage General | 2000-07-12 | 2020-09-30 | 0.018 | 0 | 200 | 400 | 500 | <Null> | 0 | 0.018 |  |  | 0.018
Upper Guyandotte River | 5019 | Guyandotte River (Upper) | OGU-124 | Still Run | WVOG-130 | WVG551093 | 001 | Twin Falls State Park - 2 | 37.6267 | -81.4237 | Sewage | Sewage General | 2000-04-26 | 2020-09-30 | 0.0062 | 0 | 200 | 400 | 500 | <Null> | 0 | 0.0062 |  |  | 0.0062
Upper Guyandotte River | 2025 | Guyandotte River (Upper) | OGU | Guyandotte River (upper) | WVOG-up | WVG551094 | 001 | Ralph R. Willis Vo-Tech School | 37.8272 | -81.9414 | Sewage | Sewage General | 2000-03-15 | 2020-09-30 | 0.012 | 0 | 200 | 400 | 500 | <Null> | 0 | 0.012 |  |  | 0.012
Upper Guyandotte River | 1009 | Island Creek | OGU-1-B-1 | Mud Fork | WVOG-65-B-1 | WVG551095 | 001 | Verdunville Grade School | 37.8467 | -82.0467 | Sewage | Sewage General | 2000-03-15 | 2020-09-30 | 0.004 | 0 | 200 | 400 | 500 | <Null> | 0 | 0.006 |  |  | 0.004
Upper Guyandotte River | 1043 | Island Creek | OGU-1 | Island Creek | WVOG-65 | WVG551097 | 001 | Omar Jr. High and Elementary School | 37.7708 | -81.9891 | Sewage | Sewage General | 2000-03-15 | 2020-09-30 | 0.012 | 0 | 200 | 400 | 500 | <Null> | 0 | 0.012 |  |  | 0.012
Upper Guyandotte River | 2094 | Huff Creek | OGU-28 | Huff Creek | WVOG-76 | WVG551098 | 001 | Mallory Grade School | 37.7303 | -81.8386 | Sewage | Sewage General | 2000-03-15 | 2009-05-13 | 0.0025 | 0 | 200 | 400 | 500 | <Null> | 0.0025 | <Null> |  |  | 0.0025
Upper Guyandotte River | 2026 | Rum Creek | OGU-10 | Rum Creek | WVOG-70 | WVG551099 | 001 | Dehue-Chambers Grade School | 37.8102 | -81.9218 | Sewage | Sewage General | 2000-03-15 | 2020-09-30 | 0.006 | 0 | 200 | 400 | 500 | <Null> | 0 | 0.006 |  |  | 0.006
Upper Guyandotte River | 4035 | Indian Creek | OGU-84 | Indian Creek | WVOG-110 | WVG551103 | 001 | John D. Rockefeller IV Ind. Pk | 37.5051 | -81.566 | Sewage | Sewage General | 2000-04-28 | 2020-09-30 | 0.01 | 0 | 200 | 400 | 500 | <Null> | 0 | 0.00178 |  |  | 0.01
Upper Guyandotte River | 2006 | Dingess Run | OGU-4 | Dingess Run | WVOG-68 | WVG551246 | 001 | Sunbeam MHP | 37.8431 | -81.9475 | Sewage | Sewage General | 2001-08-29 | 2020-09-30 | 0.0098 |  | 200 | 400 | 500 | <Null> | 0 | 0.0098 |  |  | 0.0098
Upper Guyandotte River | 2008 | Dingess Run | OGU-4 | Dingess Run | WVOG-68 | WVG551247 | 001 | Sun Valley MHP-Rt 17 | 37.8619 | -81.9233 | Sewage | Sewage General | 2001-08-29 | 2020-09-30 | 0.013 |  | 200 | 400 | 500 | <Null> | 0 | 0.013 |  |  | 0.013
Upper Guyandotte River | 2008 | Dingess Run | OGU-4 | Dingess Run | WVOG-68 | WVG551248 | 001 | Wanda MHP-Rt 17 | 37.8572 | -81.93 | Sewage | Sewage General | 2001-08-29 | 2020-09-30 | 0.015 |  | 200 | 400 | 500 | <Null> | 0 | 0.015 |  |  | 0.015
Upper Guyandotte River | 2092 | Huff Creek | OGU-28 | Huff Creek | WVOG-76 | WVG551259 | 001 | Man K-8 School | 37.7278 | -81.8575 | Sewage | Sewage General | 2001-11-26 | 2020-09-30 | 0.0056 |  | 200 | 400 | 500 | <Null> | 0 | 5600 |  |  | 0.0056
Upper Guyandotte River | 1032 | Island Creek | OGU-1-B | Copperas Mine Fork | WVOG-65-B | WVG551266 | 001 | Bungalow Woods Subd. | 37.8278 | -82.0656 | Sewage | Sewage General | 2002-01-22 | 2020-09-30 | 0.011 |  | 200 | 400 | 500 | <Null> | 0 | 0.011 |  |  | 0.011
Upper Guyandotte River | 1030 | Island Creek | OGU-1-B-6-E | UNT/Trace Fork RM 2.95 | WVOG-65-B-4-G | WVG551287 | 001 | Hidden Cove Subdivision | 37.7969 | -82.0972 | Sewage | Sewage General | 2002-07-16 | 2003-12-03 | 0.009 |  | 200 | 400 | 500 | <Null> | 0.009 | <Null> |  |  | 0.009
Upper Guyandotte River | 1029 | Island Creek | OGU-1-B-6 | Trace Fork | WVOG-65-B-4 | WVG551291 | 001 | Earl Ray Tomblin Ind. Pk | 37.8075 | -82.0947 | Sewage | Sewage General | 2002-07-02 | 2020-09-30 | 0.05 |  | 200 | 400 | 500 | <Null> | 0 | 0.05 |  |  | 0.05
Upper Guyandotte River | 1029 | Island Creek | OGU-1-B-6 | Trace Fork | WVOG-65-B-4 | WVG551308 | 001 | Holden Grade School | 37.8222 | -82.0583 | Sewage | Sewage General | 2002-10-03 | 2020-09-30 | 0.004 |  | 200 | 400 | 500 | <Null> | 0 | 0.004 |  |  | 0.004
Upper Guyandotte River | 3018 | Laurel Fork | OGU-70-X | Laurel Fork | WVOGC-16 | WVG551374 | 001 | New Life Community Church | 37.6685 | -81.5772 | Sewage | Sewage General | 2006-02-24 | 2020-09-30 | 0.0045 |  | 200 | 400 | 500 | <Null> | 0 | 0.0045 |  |  | 0.0045
Upper Guyandotte River | 5055 | Slab Fork | OGU-132 | Slab Fork | WVOG-134 | WVG551375 | 001 | Maben Headstart | 37.6428 | -81.3936 | Sewage | Sewage General | 2005-12-20 | 2020-09-30 | 0.001275 |  | 200 | 400 | 500 | <Null> | 0 | 0.001275 |  |  | 0.001275
Upper Guyandotte River | 2046 | Guyandotte River (Upper) | OGU | Guyandotte River (upper) | WVOG-up | WVG551389 | 001 | Rita Mall, LLC | 37.7756 | -81.9364 | Sewage | Sewage General | 2006-03-16 | 2020-09-30 | 0.018 |  | 200 | 400 | 500 | <Null> | 0 | 0.018 |  |  | 0.018
Upper Guyandotte River | 1026 | Island Creek | OGU-1-B | Copperas Mine Fork | WVOG-65-B | WVG551414 | 001 | Logan Regional Medical Center | 37.8323 | -82.036 | Sewage | Sewage General | 2007-10-01 | 2015-09-23 | 0.002 |  | 200 | 400 | 500 | <Null> | 0 | 0.002 |  |  | 0.002
Upper Guyandotte River | 5111 | Winding Gulf | OGU-142 | Winding Gulf | WVOG-138 | WVG551419 | 001 | Community of Helen | 37.6313 | -81.3161 | Sewage | Sewage General | 2008-07-31 | 2020-09-30 | 0.0175 |  | 200 | 400 | 500 | <Null> | 0 | 0.0175 |  |  | 0.0175
Upper Guyandotte River | 2189 | Little Huff Creek | OGU-54-D | Lizard Creek | WVOG-92-C | WVG551435 | 001 | Huff Consolidated Grade School | 37.5853 | -81.8083 | Sewage | Sewage General | 2009-07-09 | 2020-09-30 | 0.009 |  | 200 | 400 | 500 | <Null> | 0 | 0.009 |  |  | 0.009
Upper Guyandotte River | 2601 | Guyandotte River (Upper) | OGU | Guyandotte River (upper) | WVOG-up | WVG551468 | 001 | R.D. Bailey Lake, Reedy Creek Campground | 37.6069 | -81.7517 | Sewage | Sewage General | 2012-05-29 | 2020-09-30 | 0.009 |  | 200 | 400 | 500 | <Null> | 0 | 0.009 |  |  | 0.009
Upper Guyandotte River | 5079 | Devils Fork | OGU-140 | Devils Fork | WVOG-137 | WVG551475 | 001 | Amigo/Devils Fk WWTP | 37.5934 | -81.316 | Sewage | Sewage General | 2013-05-31 | 2015-09-23 | 0.013 |  | 200 | 400 | 500 | <Null> | 0 | 0.013 |  |  | 0.013
Upper Guyandotte River | 1061 | Island Creek | OGU-1 | Island Creek | WVOG-65 | WVG551481 | 001 | King's Towers Apartments | 37.7565 | -82.0001 | Sewage | Sewage General | 2013-11-14 | 2015-09-23 | 0.00495 |  | 200 | 400 | 500 | <Null> | 0 | 0.00495 |  |  | 0.00495
Upper Guyandotte River | 1041 | Island Creek | OGU-1 | Island Creek | WVOG-65 | WVG551485 | 001 | Island Creek Estates Apartment Complex | 37.799 | -81.9861 | Sewage | Sewage General | 2015-08-28 | 2020-09-30 | 0.00903 |  | 200 | 400 | 500 | <Null> | 0 | 0.00903 |  |  | 0.00903
Upper Guyandotte River | 1073 | Island Creek | OGU-1 | Island Creek | WVOG-65 | WVG551495 | 001 | Sarah Ann Apartments | 37.7082 | -81.9878 | Sewage | Sewage General | 2016-09-16 | 2020-09-30 | 0.0021 |  | 200 | 400 | 500 | <Null> | 0 | 0.0021 |  |  | 0.0021

## HPU Fecal Model Outlets
Project Name | Combine | SUBID | TMDL Watershed | NHD Code | Stream Name | WV Code | Permit | Outlet | Facility Name | Latitude | Longitude | Permit Type | Subtype Description | Issue Date | Expire Date | Design Flow | Average Flow | FC Min | FC Avg | FC Max | Units/Counts | Flow Min | Flow Avg | Flow Max | Flow Rate Avg | Flow Rate Max | FC FLOW (MGD)
Upper Guyandotte River | WV0064858-401 | 1051 | Island Creek | OGU-1-T-6 | Right Fork/Pine Creek | WVOG-65-H-1 |  | 401 | COAL-MAC, INC. DBA PHOENIX COAL-MAC MINING, INC. | 37.7537 | -82.0815 | Sewage |  |  |  | 0.0007 |  |  | 200 | 400
Upper Guyandotte River | WV0066630-401 | 1071 | Island Creek | OGU-1 | Island Creek | WVOG-65 |  | 401 | STIRRAT COAL COMPANY | 37.7246 | -81.9994 | Sewage |  |  |  | 0.0064 |  |  | 200 | 400
Upper Guyandotte River | WV0090000-400 | 4081 | Pinnacle Creek | OGU-108 | Pinnacle Creek | WVOG-124 |  | 400 | PINNACLE MINING COMPANY, LLC | 37.5463 | -81.4896 | Sewage |  |  |  | 0.02 |  |  | 200 | 400
Upper Guyandotte River | WV0090000-401 | 4079 | Pinnacle Creek | OGU-108 | Pinnacle Creek | WVOG-124 |  | 401 | PINNACLE MINING COMPANY, LLC | 37.5476 | -81.5019 | Sewage |  |  |  | 0.02 |  |  | 200 | 400
Upper Guyandotte River | WV0090000-403 | 4079 | Pinnacle Creek | OGU-108 | Pinnacle Creek | WVOG-124 |  | 403 | PINNACLE MINING COMPANY, LLC | 37.5476 | -81.5019 | Sewage |  |  |  | 0.02 |  |  | 200 | 400
Upper Guyandotte River | WV0090000-404 | 4033 | Indian Creek | OGU-84 | Indian Creek | WVOG-110 |  | 404 | PINNACLE MINING COMPANY, LLC | 37.5142 | -81.5802 | Sewage |  |  |  | 0.03 |  |  | 200 | 400
Upper Guyandotte River | WV1004671-401 | 2146 | Elk Creek | OGU-34-M | Stonecoal Branch | WVOG-80-I |  | 401 | RAMACO RESOURCES LLC | 37.7084 | -81.7507 | Sewage |  |  |  | 0.0014 |  |  | 200 | 400
Upper Guyandotte River | WV1008706-401 | 4045 | Guyandotte River (Upper) | OGU | Guyandotte River (upper) | WVOG-up |  | 401 | BROOKS RUN SOUTH MINING, LLC | 37.6011 | -81.6126 | Sewage |  |  |  | 0.01 |  |  | 200 | 400
Upper Guyandotte River | WV1008901-401 | 3042 | Clear Fork | OGU-70 | Clear Fork | WVOGC |  | 401 | SYNERGY COAL LLC | 37.7013 | -81.6061 | Sewage |  |  |  | 0.00015 |  |  | 200 | 400
Upper Guyandotte River | WV1010689-401 | 2003 | Dingess Run | OGU-4-A | Bandmill Hollow (Righthand Fork) | WVOG-68-A |  | 401 | ARACOMA COAL COMPANY INC | 37.8425 | -81.936 | Sewage |  |  |  | 0.0023 |  |  | 200 | 400
Upper Guyandotte River | WV1015907-401 | 1070 | Island Creek | OGU-1-X | Littles Creek | WVOG-65-K |  | 401 | SPARTAN MINING COMPANY | 37.7215 | -82.0048 | Sewage |  |  |  | 0.0015 |  |  | 200 | 400
Upper Guyandotte River | WV1018728-401 | 2103 | Huff Creek | OGU-28 | Huff Creek | WVOG-76 |  | 401 | GREENBRIER MINERALS, LLC | 37.733 | -81.728 | Sewage |  |  |  | 0.01 |  |  | 200 | 400
Upper Guyandotte River | WV1020102-401 | 2031 | Rum Creek | OGU-10-C | UNT/Rum Creek RM 1.83 | WVOG-70-A.2 |  | 401 | ARACOMA COAL COMPANY INC | 37.8197 | -81.9093 | Sewage |  |  |  | 0.14 |  |  | 200 | 400
Upper Guyandotte River | WV1020111-401 | 2032 | Rum Creek | OGU-10 | Rum Creek | WVOG-70 |  | 401 | ARACOMA COAL COMPANY INC | 37.8151 | -81.8982 | Sewage |  |  |  | 0.0023 |  |  | 200 | 400
Upper Guyandotte River | WV1025139-400 | 2101 | Huff Creek | OGU-28-Q | Toney Fork | WVOG-76-L |  | 400 | GREENBRIER MINERALS, LLC | 37.7421 | -81.7182 | Sewage |  |  |  | 0.0056 |  |  | 200 | 400
Upper Guyandotte River | WV1029703-400 | 2065 | Buffalo Creek | OGU-27-E | Right Fork/Buffalo Creek | WVOG-75-A |  | 400 | HAMPDEN COAL, LLC | 37.7615 | -81.7787 | Sewage |  |  |  | 0.0015 |  |  | 200 | 400

## OWR Metals Model Outlets
Project Name | SUBID | TMDL Watershed | NHD Code | Stream Name | WV Code | Permit | Outlet | Facility Name | Latitude | Longitude | Permit Type | Subtype Description | Flow_MGD_ | Flow_Rate_ | Design Flow | Average Flow | Fe_mg_L_ | Fe_Tot_Rec | Fe_Tot_R_1 | TSS_mg_L_ | TSS_mg_L | Al_Tot_Rec | Al_Tot_R_1 | pH_std_uni | pH_std_u_1 | Se_dissolv | Se_tot_rec | Se_tot_r_1 | Se_totmx | Mn_disavg | Disturbed_ | Modeled_Ar | Processing | Draft_Iron | Draft_Al_C | Draft_pH_C | Draft_Se_C | Draft_Mn_C | Final_FE_M | Fe_Model_A | Fe_Model_F | Fe_Model_C
Upper Guyandotte River | 5042 | Barkers Creek | OGU-128-Q | UNT/Barkers Creek RM 9.91 |  | WVG611023 | 001 | Ace International Welding Inc. | 37.5348 | -81.2934 | Industrial | Storm Water Industrial (GP) |  |  |  | 0.000816 | [7 empty] | 0 | 0 | 0 | [5 empty] | 0.4 | Model | model | unimpaired | unimpaired | unimpaired | unimpaired | Landuse 1.0 | 0.4 |  | 1
Upper Guyandotte River | 5023 | Barkers Creek | OGU-128 | Barkers Creek | WVOG-131 | WVG611257 | 001 | Rural Garbage and Refuse, Inc. | 37.5446 | -81.3898 | Industrial | Storm Water Industrial (GP) |  |  |  | 0.000719 |  |  |  |  | 100 |  |  | 0 | 0 | 0 | [5 empty] | 1.5 | Model | model | unimpaired | unimpaired | unimpaired | unimpaired | Landuse 1.0 | 1.5 |  | 1
Upper Guyandotte River | 5021 | Barkers Creek | OGU-128 | Barkers Creek | WVOG-131 | WVG611468 | 001 | Tralee Transfer Station | 37.5571 | -81.3984 | Industrial | Storm Water Industrial (GP) |  |  |  | 0.0002 | [7 empty] | 0 | 0 | 0 | [5 empty] | 0.1 | Model | model | unimpaired | unimpaired | unimpaired | unimpaired | Landuse 1.0 | 0.1 |  | 1
Upper Guyandotte River | 4075 | Pinnacle Creek | OGU-108 | Pinnacle Creek | WVOG-124 | WVG611094 | 001 | S & T Welding Plant #2 | 37.5684 | -81.532 | Industrial | Storm Water Industrial (GP) |  |  |  | 0.003215 | [7 empty] | 0 | 0 | 0 | [5 empty] | 1.25 | Model | model | unimpaired | unimpaired | unimpaired | unimpaired | Landuse 1.0 | 1.25 |  | 1
Upper Guyandotte River | 5003 | Guyandotte River (Upper) | OGU | Guyandotte River (upper) | WVOG-up | WVG610876 | 001 | Andy & Abby Leasing, Inc. Trucking Garage | 37.5732 | -81.4795 | Industrial | Storm Water Industrial (GP) |  |  | 0 | 0.00358 | [7 empty] | 0 | 0 | 0 | [5 empty] | 0.9 | Model | model | unimpaired | unimpaired | unimpaired | unimpaired | Landuse 1.0 | 0.9 |  | 1
Upper Guyandotte River | 5001 | Guyandotte River (Upper) | OGU | Guyandotte River (upper) | WVOG-up | WVG611775 | 001 | Pineville Paving & Excavating, Inc. | 37.5732 | -81.529 | Industrial | Storm Water Industrial (GP) |  |  |  | 0.0049 | [7 empty] | 0 | 0 | 0 | [5 empty] | 2.5 | Model | model | unimpaired | unimpaired | unimpaired | unimpaired | Landuse 1.0 | 2.5 |  | 1
Upper Guyandotte River | 5003 | Guyandotte River (Upper) | OGU | Guyandotte River (upper) | WVOG-up | WVG611219 | 001 | J & S Leasing | 37.574 | -81.4784 | Industrial | Storm Water Industrial (GP) |  |  |  | 0.000336 |  |  |  |  | 100 |  |  | 0 | 0 | 0 | [5 empty] | 0.2 | Model | model | unimpaired | unimpaired | unimpaired | unimpaired | Landuse 1.0 | 0.2 |  | 1
Upper Guyandotte River | 5003 | Guyandotte River (Upper) | OGU | Guyandotte River (upper) | WVOG-up | WVG611218 | 001 | C & C LEASING & EXCAV. | 37.574 | -81.4784 | Industrial | Storm Water Industrial (GP) |  |  |  | 0.0025 | [7 empty] | 0 | 0 | 0 | [5 empty] | 1.6 | Model | model | unimpaired | unimpaired | unimpaired | unimpaired | Landuse 1.0 | 1.6 |  | 1
Upper Guyandotte River | 4075 | Pinnacle Creek | OGU-108 | Pinnacle Creek | WVOG-124 | WVG640149 | 001 | MUNICIPAL WATER WORKS | 37.5738 | -81.5355 | Industrial | Water Treatment Plant (GP) |  |  |  | 0.015 |  | 2.45 | 4.92 | 30 | 60 | 0.0712 | 0.143 | 6 | 9 | 0 | [6 empty] | Case by Case | model | unimpaired | unimpaired | unimpaired | unimpaired | DMR |  | 0.015 | 2.45
Upper Guyandotte River | 2190 | Little Huff Creek | OGU-54 | Little Huff Creek | WVOG-92 | WVG980035 | 001 | Hanover Substation | 37.5729 | -81.7937 | Industrial | WV DOH+MUN |  |  |  | 0 | [7 empty] | 0 | 0 | 0 | [5 empty] | 0.87 | Case by Case | model | unimpaired | unimpaired | unimpaired | unimpaired | Landuse 1.0 | 0.87 |  | 1
Upper Guyandotte River | 5046 | Guyandotte River (Upper) | OGU | Guyandotte River (upper) | WVOG-up | WVG610130 | 001 | MULLENS SALVAGE | 37.5751 | -81.3998 | Industrial | Storm Water Industrial (GP) |  |  |  | 0.002 |  |  |  |  | 100 |  | 0.75 | 0 | 0 | 0 | [5 empty] | 2 | Model | model | unimpaired | unimpaired | unimpaired | unimpaired | Landuse 1.0 | 2 |  | 1
Upper Guyandotte River | 4057 | Guyandotte River (Upper) | OGU | Guyandotte River (upper) | WVOG-up | WVG610856 | 001 | STAR MFG. CO., INC. | 37.5751 | -81.5582 | Industrial | Storm Water Industrial (GP) |  |  | 0 | 0.001 | [7 empty] | 0 | 0 | 0 | [5 empty] | 0.25 | Model | model | unimpaired | unimpaired | unimpaired | unimpaired | Landuse 1.0 | 0.25 |  | 1
Upper Guyandotte River | 4057 | Guyandotte River (Upper) | OGU | Guyandotte River (upper) | WVOG-up | WVG610856 | 002 | STAR MFG. CO., INC. | 37.5751 | -81.5582 | Industrial | Storm Water Industrial (GP) |  |  | 0 | 0.001 | [7 empty] | 0 | 0 | 0 | [5 empty] | 0.25 | Model | model | unimpaired | unimpaired | unimpaired | unimpaired | Landuse 1.0 | 0.25 |  | 1
Upper Guyandotte River | 5020 | Guyandotte River (Upper) | OGU | Guyandotte River (upper) | WVOG-up | WVG980036 | 001 | Itmann Stockpile | 37.5765 | -81.4223 | Industrial | WV DOH+MUN |  |  |  | 0 | [7 empty] | 6 | 9 | 0 | [5 empty] | 0.35 | Case by Case | model | unimpaired | unimpaired | unimpaired | unimpaired | Landuse 1.0 | 0.35 |  | 1
Upper Guyandotte River | 5020 | Guyandotte River (Upper) | OGU | Guyandotte River (upper) | WVOG-up | WVG980036 | 002 | Itmann Stockpile | 37.5765 | -81.4223 | Industrial | WV DOH+MUN |  |  |  | 0 | [7 empty] | 6 | 9 | 0 | [5 empty] | 0.31 | Case by Case | model | unimpaired | unimpaired | unimpaired | unimpaired | Landuse 1.0 | 0.31 |  | 1
Upper Guyandotte River | 5020 | Guyandotte River (Upper) | OGU | Guyandotte River (upper) | WVOG-up | WVG980036 | 003 | Itmann Stockpile | 37.5765 | -81.4229 | Industrial | WV DOH+MUN |  |  |  | 0 | [7 empty] | 6 | 9 | 0 | [5 empty] | 0.45 | Case by Case | model | unimpaired | unimpaired | unimpaired | unimpaired | Landuse 1.0 | 0.45 |  | 1
Upper Guyandotte River | 5078 | Guyandotte River (Upper) | OGU | Guyandotte River (upper) | WVOG-up | WVG611034 | 001 | Cedar Ridge Lumber & Logs, Inc. | 37.5779 | -81.3315 | Industrial | Storm Water Industrial (GP) |  |  |  | 0.013 | 1 |  |  |  | 100 |  |  | 0 | 0 | 0 | [5 empty] | 7.3 | Model | model | unimpaired | unimpaired | unimpaired | unimpaired | Landuse 1.0 | 7.3 |  | 1
Upper Guyandotte River | 5046 | Guyandotte River (Upper) | OGU | Guyandotte River (upper) | WVOG-up | WVG611471 | 001 | Mullens WWTP/Salt Storage Area | 37.5779 | -81.3887 | Industrial | Storm Water Industrial (GP) |  |  |  | 0.0001 | 1 |  |  |  | 100 |  |  | 0 | 0 | 0 | [5 empty] | 0.1 | Model | model | unimpaired | unimpaired | unimpaired | unimpaired | Landuse 1.0 | 0.1 |  | 1
Upper Guyandotte River | 4057 | Guyandotte River (Upper) | OGU | Guyandotte River (upper) | WVOG-up | WVG610875 | 001 | Petroleum Products, LLC | 37.5779 | -81.5537 | Industrial | Storm Water Industrial (GP) |  |  | 0 | 0.001248 | [7 empty] | 0 | 0 | 0 | [5 empty] | 0.9 | Model | model | unimpaired | unimpaired | unimpaired | unimpaired | Landuse 1.0 | 0.9 |  | 1
Upper Guyandotte River | 5020 | Guyandotte River (Upper) | OGU | Guyandotte River (upper) | WVOG-up | WVG980037 | 001 | Still Run Substation | 37.5787 | -81.4345 | Industrial | WV DOH+MUN |  |  |  | 0 | [7 empty] | 0 | 0 | 0 | [5 empty] | 0.39 | Case by Case | model | unimpaired | unimpaired | unimpaired | unimpaired | Landuse 1.0 | 0.39 |  | 1
Upper Guyandotte River | 5020 | Guyandotte River (Upper) | OGU | Guyandotte River (upper) | WVOG-up | WVG980037 | 002 | Still Run Substation | 37.579 | -81.4345 | Industrial | WV DOH+MUN |  |  |  | 0 | [7 empty] | 0 | 0 | 0 | [5 empty] | 0.38 | Case by Case | model | unimpaired | unimpaired | unimpaired | unimpaired | Landuse 1.0 | 0.38 |  | 1
Upper Guyandotte River | 5020 | Guyandotte River (Upper) | OGU | Guyandotte River (upper) | WVOG-up | WVG980037 | 003 | Still Run Substation | 37.5793 | -81.4343 | Industrial | WV DOH+MUN |  |  |  | 0 | [7 empty] | 0 | 0 | 0 | [5 empty] | 0.43 | Case by Case | model | unimpaired | unimpaired | unimpaired | unimpaired | Landuse 1.0 | 0.43 |  | 1
Upper Guyandotte River | 5078 | Guyandotte River (Upper) | OGU | Guyandotte River (upper) | WVOG-up | WVG640101 | 001 | Stephenson WTP | 37.5799 | -81.3262 | Industrial | Water Treatment Plant (GP) |  |  |  | 0.0101 |  | 3.7 | 6.6 | 30 | 60 | 0.75 | 1.5 | 6 | 9 | 0 | [6 empty] | Case by Case | model | unimpaired | unimpaired | unimpaired | unimpaired | DMR |  | 0.0101 | 3.7
Upper Guyandotte River | 5070 | Guyandotte River (Upper) | OGU | Guyandotte River (upper) | WVOG-up | WVG610740 | 001 | WINFREY'S EXXON | 37.5798 | -81.3779 | Industrial | Storm Water Industrial (GP) |  |  |  | 0.0013 | [7 empty] | 0 | 0 | 0 | [5 empty] | 0.5 | Model | model | unimpaired | unimpaired | unimpaired | unimpaired | Landuse 1.0 | 0.5 |  | 1
Upper Guyandotte River | 2190 | Little Huff Creek | OGU-54 | Little Huff Creek | WVOG-92 | WV0076058 | 001 | North Spring Branch Landfill | 37.5798 | -81.7832 | Industrial | Solid Waste Landfill |  |  |  | 0 |  | 0.83 | 2.6 |  |  |  |  | 6 | 9 | 0 | [6 empty] | Case by Case | model | unimpaired | unimpaired | unimpaired | unimpaired | DMR |  | 0.0113 | 1.5
Upper Guyandotte River | 4058 | Rockcastle Creek | OGU-107 | Rockcastle Creek | WVOG-123 | WVG611095 | 001 | S & T Welding Plant #1 | 37.5846 | -81.5332 | Industrial | Storm Water Industrial (GP) |  |  |  | 0.00217 | [7 empty] | 0 | 0 | 0 | [5 empty] | 0.45 | Model | model | unimpaired | unimpaired | unimpaired | unimpaired | Landuse 1.0 | 0.45 |  | 1
Upper Guyandotte River | 4058 | Rockcastle Creek | OGU-107 | Rockcastle Creek | WVOG-123 | WVG611095 | 002 | S & T Welding Plant #1 | 37.5846 | -81.5332 | Industrial | Storm Water Industrial (GP) |  |  |  | 0.00217 | [7 empty] | 0 | 0 | 0 | [5 empty] | 0.45 | Model | model | unimpaired | unimpaired | unimpaired | unimpaired | Landuse 1.0 | 0.45 |  | 1
Upper Guyandotte River | 4058 | Rockcastle Creek | OGU-107 | Rockcastle Creek | WVOG-123 | WVG611094 | 002 | S & T Welding Plant #2 | 37.5848 | -81.5334 | Industrial | Storm Water Industrial (GP) |  |  |  | 0.003215 | [6 empty] | 0.75 | 0 | 0 | 0 | [5 empty] | 1.25 | Model | model | unimpaired | unimpaired | unimpaired | unimpaired | Landuse 1.0 | 1.25 |  | 1
Upper Guyandotte River | 4011 | Guyandotte River (Upper) | OGU | Guyandotte River (upper) | WVOG-up | WVG611465 | 001 | Baileysville Transfer Station | 37.5893 | -81.6904 | Industrial | Storm Water Industrial (GP) |  |  |  | 0.0002 | [7 empty] | 0 | 0 | 0 | [5 empty] | 0.7 | Model | model | unimpaired | unimpaired | unimpaired | unimpaired | Landuse 1.0 | 0.7 |  | 1
Upper Guyandotte River | 4061 | Rockcastle Creek | OGU-107-A | Bearhole Fork | WVOG-123-A | WVG980038 | 001 | Wyoming Cnty HQ | 37.5907 | -81.5104 | Industrial | WV DOH+MUN |  |  |  | 0 | [7 empty] | 0 | 0 | 0 | [5 empty] | 1.06 | Case by Case | model | unimpaired | unimpaired | unimpaired | unimpaired | Landuse 1.0 | 1.06 |  | 1
Upper Guyandotte River | 4061 | Rockcastle Creek | OGU-107-A | Bearhole Fork | WVOG-123-A | WVG980038 | 003 | Wyoming Cnty HQ | 37.5907 | -81.5112 | Industrial | WV DOH+MUN |  |  |  | 0 | [7 empty] | 0 | 0 | 0 | [5 empty] | 0.54 | Case by Case | model | unimpaired | unimpaired | unimpaired | unimpaired | Landuse 1.0 | 0.54 |  | 1
Upper Guyandotte River | 4061 | Rockcastle Creek | OGU-107-A | Bearhole Fork | WVOG-123-A | WVG980038 | 002 | Wyoming Cnty HQ | 37.5909 | -81.5107 | Industrial | WV DOH+MUN |  |  |  | 0 | [7 empty] | 0 | 0 | 0 | [5 empty] | 0.94 | Case by Case | model | unimpaired | unimpaired | unimpaired | unimpaired | Landuse 1.0 | 0.94 |  | 1
Upper Guyandotte River | 4061 | Rockcastle Creek | OGU-107-A | Bearhole Fork | WVOG-123-A | WVG980038 | 004 | Wyoming Cnty HQ | 37.5923 | -81.5095 | Industrial | WV DOH+MUN |  |  |  | 0 | [7 empty] | 0 | 0 | 0 | [5 empty] | 1.14 | Case by Case | model | unimpaired | unimpaired | unimpaired | unimpaired | Landuse 1.0 | 1.14 |  | 1
Upper Guyandotte River | 2181 | Little Huff Creek | OGU-54 | Little Huff Creek | WVOG-92 | WVG640014 | 001 | RD Bailey Lake | 37.5943 | -81.8282 | Industrial | Water Treatment Plant (GP) |  |  |  | 0.001 |  | 3.7 | 6.6 | 30 | 60 | 0.75 | 1.5 | 6 | 9 | 0 | [6 empty] | Case by Case | model | unimpaired | unimpaired | unimpaired | unimpaired | DMR |  | 0.001 | 3.7
Upper Guyandotte River | 4052 | Skin Fork | OGU-95 | Skin Fork | WVOG-119 | WVG611467 | 001 | Pineville Transfer Station | 37.6001 | -81.5573 | Industrial | Storm Water Industrial (GP) |  |  |  | 0.0002 | [7 empty] | 0 | 0 | 0 | [5 empty] | 0.2 | Model | model | unimpaired | unimpaired | unimpaired | unimpaired | Landuse 1.0 | 0.2 |  | 1
Upper Guyandotte River | 2176 | Guyandotte River (Upper) | OGU | Guyandotte River (upper) | WVOG-up | WVG610166 | 001 | Gilbert Forest Products, LLC | 37.599 | -81.8721 | Industrial | Storm Water Industrial (GP) |  |  |  | 0.0239 | 1 |  |  |  | 100 |  |  | 0 | 0 | 0 | [5 empty] | 3.2 | Model | model | unimpaired | unimpaired | unimpaired | unimpaired | Landuse 1.0 | 3.2 |  | 1
Upper Guyandotte River | 2176 | Guyandotte River (Upper) | OGU | Guyandotte River (upper) | WVOG-up | WVG610166 | 002 | Gilbert Forest Products, LLC | 37.599 | -81.8721 | Industrial | Storm Water Industrial (GP) |  |  |  | 0.0239 | 1 |  |  |  | 100 |  |  | 0 | 0 | 0 | [5 empty] | 3.2 | Model | model | unimpaired | unimpaired | unimpaired | unimpaired | Landuse 1.0 | 3.2 |  | 1
Upper Guyandotte River | 2176 | Guyandotte River (Upper) | OGU | Guyandotte River (upper) | WVOG-up | WVG610166 | 003 | Gilbert Forest Products, LLC | 37.599 | -81.8721 | Industrial | Storm Water Industrial (GP) |  |  |  | 0.0239 | 1 |  |  |  | 100 |  |  | 0 | 0 | 0 | [5 empty] | 3.2 | Model | model | unimpaired | unimpaired | unimpaired | unimpaired | Landuse 1.0 | 3.2 |  | 1
Upper Guyandotte River | 2176 | Guyandotte River (Upper) | OGU | Guyandotte River (upper) | WVOG-up | WVG610166 | 004 | Gilbert Forest Products, LLC | 37.599 | -81.8721 | Industrial | Storm Water Industrial (GP) |  |  |  | 0.0239 | 1 |  |  |  | 100 |  |  | 0 | 0 | 0 | [5 empty] | 3.2 | Model | model | unimpaired | unimpaired | unimpaired | unimpaired | Landuse 1.0 | 3.2 |  | 1
Upper Guyandotte River | 4068 | Rockcastle Creek | OGU-107 | Rockcastle Creek | WVOG-123 | WVG610971 | 001 | Machine-Tech, Inc. | 37.6157 | -81.5404 | Industrial | Storm Water Industrial (GP) |  |  |  | 0.002533 | [6 empty] | 0.75 | 0 | 0 | 0 | [5 empty] | 11.6 | Model | model | unimpaired | unimpaired | unimpaired | unimpaired | Landuse 1.0 | 11.6 |  | 1
Upper Guyandotte River | 4068 | Rockcastle Creek | OGU-107 | Rockcastle Creek | WVOG-123 | WVG610971 | 002 | Machine-Tech, Inc. | 37.6159 | -81.5407 | Industrial | Storm Water Industrial (GP) |  |  |  | 0.002533 | [7 empty] | 0 | 0 | 0 | [5 empty] | 0.7 | Model | model | unimpaired | unimpaired | unimpaired | unimpaired | Landuse 1.0 | 0.7 |  | 1
Upper Guyandotte River | 2158 | Guyandotte River (Upper) | OGU | Guyandotte River (upper) | WVOG-up | WVG640023 | 001 | Gilbert Water Works | 37.6141 | -81.8672 | Industrial | Water Treatment Plant (GP) |  |  |  | 0.008 |  | 3.7 | 6.6 | 30 | 60 | 0.75 | 1.5 | 6 | 9 | 0 | [6 empty] | Case by Case | model | unimpaired | unimpaired | unimpaired | unimpaired | DMR |  | 0.008 | 3.7
Upper Guyandotte River | 2158 | Guyandotte River (Upper) | OGU | Guyandotte River (upper) | WVOG-up | WVG611000 | 001 | J. Fredrick Harless | 37.6168 | -81.8671 | Industrial | Storm Water Industrial (GP) |  |  |  | 0.002058 | [7 empty] | 0 | 0 | 0 | [5 empty] | 0.86 | Model | model | unimpaired | unimpaired | unimpaired | unimpaired | Landuse 1.0 | 0.86 |  | 1
Upper Guyandotte River | 2158 | Guyandotte River (Upper) | OGU | Guyandotte River (upper) | WVOG-up | WVG611000 | 002 | J. Fredrick Harless | 37.6168 | -81.8671 | Industrial | Storm Water Industrial (GP) |  |  |  | 0.002058 | [7 empty] | 0 | 0 | 0 | [5 empty] | 0.86 | Model | model | unimpaired | unimpaired | unimpaired | unimpaired | Landuse 1.0 | 0.86 |  | 1
Upper Guyandotte River | 2164 | Gilbert Creek | OGU-47-B | Horsepen Creek | WVOG-89-B | WVG980132 | 002 | GILBERT MAINT HQ | 37.629 | -81.9037 | Industrial | WV DOH+MUN |  |  |  | 2978 | [7 empty] | 6 | 9 | 0 | [5 empty] | 0.65 | Case by Case | model | unimpaired | unimpaired | No Se Limits | unimpaired | Landuse 1.0 | 0.65 |  | 1
Upper Guyandotte River | 2164 | Gilbert Creek | OGU-47-B | Horsepen Creek | WVOG-89-B | WVG980132 | 001 | GILBERT MAINT HQ | 37.6298 | -81.9043 | Industrial | WV DOH+MUN |  |  |  | 2978 | [7 empty] | 6 | 9 | 0 | [5 empty] | 0.65 | Case by Case | model | unimpaired | unimpaired | No Se Limits | unimpaired | Landuse 1.0 | 0.65 |  | 1
Upper Guyandotte River | 2154 | Guyandotte River (Upper) | OGU | Guyandotte River (upper) | WVOG-up | WVG611328 | 001 | Stacy Equipment and Repair | 37.6323 | -81.8679 | Industrial | Storm Water Industrial (GP) |  |  |  | 0.001211 | [7 empty] | 0 | 0 | 0 | [5 empty] | 0.2 | Model | model | unimpaired | unimpaired | unimpaired | unimpaired | Landuse 1.0 | 0.2 |  | 1
Upper Guyandotte River | 5051 | Slab Fork | OGU-132 | Slab Fork | WVOG-134 | WVG611231 | 001 | STANDARD HYDRAULICS | 37.6362 | -81.392 | Industrial | Storm Water Industrial (GP) |  |  |  | 0.0015 |  |  |  |  | 100 |  | 0.75 | 0 | 0 | 0 | [5 empty] | 0.6 | Model | model | No Al Limits | unimpaired | unimpaired | unimpaired | Landuse 1.0 | 0.6 |  | 1
Upper Guyandotte River | 5105 | Stonecoal Creek | OGU-141-G | Riffe Branch | WVOG-139-B | WVG611475 | 006 | Burning Rock ATV Park | 37.6412 | -81.2829 | Industrial | Storm Water Industrial (GP) |  |  |  | 0.052 | [6 empty] | 0.75 | 0 | 0 | 0 | [5 empty] | 5 | Model | model | No Al Limits | unimpaired | unimpaired | unimpaired | Landuse 1.0 | 5 |  | 1
Upper Guyandotte River | 5105 | Stonecoal Creek | OGU-141-G | Riffe Branch | WVOG-139-B | WVG611475 | 005 | Burning Rock ATV Park | 37.6448 | -81.2873 | Industrial | Storm Water Industrial (GP) |  |  |  | 0.052 | [6 empty] | 0.75 | 0 | 0 | 0 | [5 empty] | 5 | Model | model | No Al Limits | unimpaired | unimpaired | unimpaired | Landuse 1.0 | 5 |  | 1
Upper Guyandotte River | 5114 | Winding Gulf | OGU-142-E | Berry Branch | WVOG-138-A | WVG611475 | 007 | Burning Rock ATV Park | 37.6509 | -81.2909 | Industrial | Storm Water Industrial (GP) |  |  |  | 0.052 | [6 empty] | 0.75 | 0 | 0 | 0 | [5 empty] | 5 | Model | model | No Al Limits | unimpaired | unimpaired | unimpaired | Landuse 1.0 | 5 |  | 1
Upper Guyandotte River | 5011 | Cabin Creek | OGU-118-G | Marsh Fork | WVOG-127-D | WVG611156 | 002 | KEN & COY ROCK, INC. | 37.6507 | -81.4495 | Industrial | Storm Water Industrial (GP) |  |  |  | 0.005303 | [7 empty] | 0 | 0 | 0 | [5 empty] | 1.4 | Model | model | unimpaired | unimpaired | unimpaired | unimpaired | Landuse 1.0 | 1.4 |  | 1
Upper Guyandotte River | 5011 | Cabin Creek | OGU-118-G | Marsh Fork | WVOG-127-D | WVG611156 | 001 | KEN & COY ROCK, INC. | 37.6509 | -81.449 | Industrial | Storm Water Industrial (GP) |  |  |  | 0.005303 | [7 empty] | 0 | 0 | 0 | [5 empty] | 1.4 | Model | model | unimpaired | unimpaired | unimpaired | unimpaired | Landuse 1.0 | 1.4 |  | 1
Upper Guyandotte River | 5115 | Winding Gulf | OGU-142 | Winding Gulf | WVOG-138 | WVG611475 | 001 | Burning Rock ATV Park | 37.6568 | -81.3118 | Industrial | Storm Water Industrial (GP) |  |  |  | 0.052 | [6 empty] | 0.75 | 6 | 0 | 0 | [5 empty] | 5 | Model | model | No Al Limits | unimpaired | unimpaired | unimpaired | Landuse 1.0 | 5 |  | 1
Upper Guyandotte River | 5115 | Winding Gulf | OGU-142 | Winding Gulf | WVOG-138 | WVG611475 | 008 | Burning Rock ATV Park | 37.6568 | -81.3118 | Industrial | Storm Water Industrial (GP) |  |  |  | 0.052 | [6 empty] | 0.75 | 0 | 0 | 0 | [5 empty] | 5 | Model | model | No Al Limits | unimpaired | unimpaired | unimpaired | Landuse 1.0 | 5 |  | 1
Upper Guyandotte River | 3007 | Clear Fork | OGU-70 | Clear Fork | WVOGC | WVG611059 | 001 | B & L Excavating Co., Inc. | 37.6598 | -81.6612 | Industrial | Storm Water Industrial (GP) |  |  |  | 0.002 | [7 empty] | 0 | 0 | 0 | [5 empty] | 1.5 | Model | model | unimpaired | unimpaired | unimpaired | unimpaired | Landuse 1.0 | 1.5 |  | 1
Upper Guyandotte River | 3020 | Laurel Fork | OGU-70-X-11 | Elkins Branch | WVOGC-16-D | WVG611110 | 001 | Big Justice Construction Co., Inc. | 37.6618 | -81.5698 | Industrial | Storm Water Industrial (GP) |  |  |  | 0.0032 |  |  |  |  | 100 |  |  | 0 | 0 | 0 | [5 empty] | 1.8 | Model | model | unimpaired | unimpaired | unimpaired | unimpaired | Landuse 1.0 | 1.8 |  | 1
Upper Guyandotte River | 3018 | Laurel Fork | OGU-70-X | Laurel Fork | WVOGC-16 | WVG611003 | 001 | Cook's Manufacturing | 37.6668 | -81.5748 | Industrial | Storm Water Industrial (GP) |  |  |  | 0.001951 | [7 empty] | 0 | 0 | 0 | [5 empty] | 1.9 | Model | model | unimpaired | unimpaired | unimpaired | unimpaired | Landuse 1.0 | 1.9 |  | 1
Upper Guyandotte River | 3018 | Laurel Fork | OGU-70-X | Laurel Fork | WVOGC-16 | WVG611321 | 001 | Star-Lite Construction, Inc. | 37.669 | -81.5762 | Industrial | Storm Water Industrial (GP) |  |  |  | 0.005527 | [7 empty] | 0 | 0 | 0 | [5 empty] | 2 | Model | model | unimpaired | unimpaired | unimpaired | unimpaired | Landuse 1.0 | 2 |  | 1
Upper Guyandotte River | 3018 | Laurel Fork | OGU-70-X | Laurel Fork | WVOGC-16 | WVG611029 | 001 | Adams Manufacturing Co., Inc. | 37.6693 | -81.5776 | Industrial | Storm Water Industrial (GP) |  |  |  | 0.007 |  |  |  |  | 100 |  |  | 0 | 0 | 0 | [5 empty] | 2.7 | Model | model | unimpaired | unimpaired | unimpaired | unimpaired | Landuse 1.0 | 2.7 |  | 1
Upper Guyandotte River | 5121 | Winding Gulf | OGU-142-V | West Fork/Winding Gulf | WVOG-138-G | WVG611475 | 004 | Burning Rock ATV Park | 37.6712 | -81.2579 | Industrial | Storm Water Industrial (GP) |  |  |  | 0.052 | [6 empty] | 0.75 | 0 | 0 | 0 | [5 empty] | 5 | Model | model | model | model | unimpaired | unimpaired | Landuse 1.0 | 5 |  | 1
Upper Guyandotte River | 3030 | Laurel Fork | OGU-70-X-27 | Milam Fork | WVOGC-16-M | WVG640056 | 001 | Ravencliff-McGraws-Saulsville PSD | 37.6739 | -81.468 | Industrial | Water Treatment Plant (GP) |  |  |  | 0.05 |  | 3.7 | 6.6 | 30 | 60 | 0.75 | 1.5 | 6 | 9 | 0 | [6 empty] | Case by Case | model | unimpaired | unimpaired | unimpaired | unimpaired | DMR |  | 0.05 | 3.7
Upper Guyandotte River | 5117 | Winding Gulf | OGU-142 | Winding Gulf | WVOG-138 | WVG611475 | 002 | Burning Rock ATV Park | 37.6759 | -81.2912 | Industrial | Storm Water Industrial (GP) |  |  |  | 0.052 | [6 empty] | 0.75 | 0 | 0 | 0 | [5 empty] | 5 | Model | model | No Al Limits | unimpaired | unimpaired | unimpaired | Landuse 1.0 | 5 |  | 1
Upper Guyandotte River | 3014 | Laurel Fork | OGU-70-X | Laurel Fork | WVOGC-16 | WVG640075 | 001 | Oceana WTP & Gilliland Park Pool | 37.6762 | -81.6206 | Industrial | Water Treatment Plant (GP) |  |  |  | 0.0255 |  | 2.45 | 4.92 | 30 | 60 | 0.0712 | 0.143 | 6 | 9 | 0 | [6 empty] | Case by Case | model | unimpaired | unimpaired | unimpaired | unimpaired | DMR |  | 0.0255 | 2.45
Upper Guyandotte River | 5118 | Winding Gulf | OGU-142-K | Mullens Branch | WVOG-138-E | WVG611475 | 003 | Burning Rock ATV Park | 37.6796 | -81.2851 | Industrial | Storm Water Industrial (GP) |  |  |  | 0.052 | [6 empty] | 0.75 | 0 | 0 | 0 | [5 empty] | 5 | Model | model | No Al Limits | unimpaired | unimpaired | unimpaired | Landuse 1.0 | 5 |  | 1
Upper Guyandotte River | 3023 | Laurel Fork | OGU-70-X | Laurel Fork | WVOGC-16 | WVG611466 | 001 | Glen Fork Transfer Station | 37.684 | -81.5454 | Industrial | Storm Water Industrial (GP) |  |  |  | 0.0003 | [7 empty] | 0 | 0 | 0 | [5 empty] | 0.1 | Model | model | unimpaired | unimpaired | unimpaired | unimpaired | Landuse 1.0 | 0.1 |  | 1
Upper Guyandotte River | 1067 | Island Creek | OGU-1-V-8 | UNT/Cow Creek RM 5.35 |  | WVG611333 | 001 | S & S Recycling | 37.7068 | -82.0598 | Industrial | Storm Water Industrial (GP) |  |  |  | 0.0048 | [7 empty] | 0 | 0 | 0 | [5 empty] | 3.1 | Model | model | unimpaired | unimpaired | negligible | unimpaired | Landuse 1.0 | 3.1 |  | 1
Upper Guyandotte River | 2136 | Guyandotte River (Upper) | OGU | Guyandotte River (upper) | WVOG-up | WVG640090 | 002 | Greenville WTP | 37.7187 | -81.8698 | Industrial | Water Treatment Plant (GP) |  |  |  | 0.0087 |  | 3.7 | 7.4 | 30 | 60 | 0.75 | 1.5 | 6 | 9 | 0 | [6 empty] | Case by Case | model | unimpaired | unimpaired | unimpaired | unimpaired | DMR |  | 0.0087 | 3.7
Upper Guyandotte River | 2136 | Guyandotte River (Upper) | OGU | Guyandotte River (upper) | WVOG-up | WVG640090 | 001 | Greenville WTP | 37.7189 | -81.8696 | Industrial | Water Treatment Plant (GP) |  |  |  | 0.0087 |  | 3.7 | 6.6 | 30 | 60 | 0.75 | 1.5 | 6 | 9 | 0 | [6 empty] | Case by Case | model | unimpaired | unimpaired | unimpaired | unimpaired | DMR |  | 0.0087 | 3.7
Upper Guyandotte River | 3043 | Toney Fork | OGU-70-AC | Toney Fork | WVOGC-19 | WVG611066 | 001 | Coal Country Industries Inc. | 37.7229 | -81.5959 | Industrial | Storm Water Industrial (GP) |  |  |  | 0.0012 | [7 empty] | 0 | 0 | 0 | [5 empty] | 0.8 | Model | model | unimpaired | unimpaired | unimpaired | unimpaired | Landuse 1.0 | 0.8 |  | 1
Upper Guyandotte River | 2094 | Huff Creek | OGU-28 | Huff Creek | WVOG-76 | WVG611596 | 001 | Vance Recycling | 37.7307 | -81.836 | Industrial | Storm Water Industrial (GP) |  |  |  | 0.0011 | [7 empty] | 0 | 0 | 0 | [5 empty] | 0.8 | Model | model | unimpaired | unimpaired | No Se Limits | unimpaired | Landuse 1.0 | 0.8 |  | 1
Upper Guyandotte River | 2059 | Buffalo Creek | OGU-27 | Buffalo Creek | WVOG-75 | WVG640104 | 001 | Man Water Works | 37.7422 | -81.8764 | Industrial | Water Treatment Plant (GP) |  |  |  | 0.0045 |  | 1.2 | 2.2 | 30 | 60 | 0.37 | 0.75 | 6 | 9 | 0 | [6 empty] | Case by Case | model | model | unimpaired | No Se Limits | unimpaired | DMR |  | 0.0045 | 1.2
Upper Guyandotte River | 3043 | Toney Fork | OGU-70-AC | Toney Fork | WVOGC-19 | WVG611315 | 001 | Minuteman Trucking | 37.7507 | -81.5654 | Industrial | Storm Water Industrial (GP) |  |  |  | 0.0009 |  |  |  |  | 100 |  |  | 0 | 0 | 0 | [5 empty] | 0.8 | Model | model | unimpaired | unimpaired | unimpaired | unimpaired | Landuse 1.0 | 0.8 |  | 1
Upper Guyandotte River | 2061 | Buffalo Creek | OGU-27 | Buffalo Creek | WVOG-75 | WVG611103 | 001 | K. S. W. & R. | 37.7593 | -81.8418 | Industrial | Storm Water Industrial (GP) |  |  |  | 0.0008 |  |  |  |  | 100 |  | 0.75 | 0 | 0 | 0 | [5 empty] | 0.6 | Model | model | model | unimpaired | No Se Limits | unimpaired | Landuse 1.0 | 0.6 |  | 1
Upper Guyandotte River | 1043 | Island Creek | OGU-1 | Island Creek | WVOG-65 | WVG610602 | 001 | UPS-LOGAN | 37.769 | -81.9885 | Industrial | Storm Water Industrial (GP) |  |  |  | 0.0021 | [7 empty] | 0 | 0 | 0 | [5 empty] | 0.9 | Model | model | unimpaired | unimpaired | unimpaired | unimpaired | Landuse 1.0 | 0.9 |  | 1
Upper Guyandotte River | 1043 | Island Creek | OGU-1 | Island Creek | WVOG-65 | WVG610602 | 002 | UPS-LOGAN | 37.769 | -81.9885 | Industrial | Storm Water Industrial (GP) |  |  |  | 0.0021 | [7 empty] | 0 | 0 | 0 | [5 empty] | 0.77 | Model | model | unimpaired | unimpaired | unimpaired | unimpaired | Landuse 1.0 | 0.77 |  | 1
Upper Guyandotte River | 2046 | Guyandotte River (Upper) | OGU | Guyandotte River (upper) | WVOG-up | WV0050962 | 004 | Cecil I Walker Machinery Co - Rita Facility | 37.7718 | -81.9336 | Industrial | Individual |  |  | 0.004 | 0.006 | [7 empty] | 0 | 0 | 0 | [5 empty] | 3.25 | Case by Case | model | unimpaired | unimpaired | unimpaired | unimpaired | Landuse 1.0 | 3.25 |  | 1
Upper Guyandotte River | 2046 | Guyandotte River (Upper) | OGU | Guyandotte River (upper) | WVOG-up | WV0050962 | 001 | Cecil I Walker Machinery Co - Rita Facility | 37.7727 | -81.9343 | Industrial | Individual |  |  | 0.004 | 0.006 |  | 0.754 | 2.42 | 30 | 60 |  |  | 6 | 9 | 0 | 0.01186 | 0.0355 |  |  |  |  | Case by Case | model | unimpaired | unimpaired | unimpaired | unimpaired | DMR |  | 0.006 | 1.5
Upper Guyandotte River | 2046 | Guyandotte River (Upper) | OGU | Guyandotte River (upper) | WVOG-up | WV0050962 | 003 | Cecil I Walker Machinery Co - Rita Facility | 37.7733 | -81.9332 | Industrial | Individual |  |  | 0.004 | 0.006 | [7 empty] | 0 | 0 | 0 | [5 empty] | 3.25 | Case by Case | model | unimpaired | unimpaired | unimpaired | unimpaired | Landuse 1.0 | 3.25 |  | 1
Upper Guyandotte River | 2072 | Buffalo Creek | OGU-27 | Buffalo Creek | WVOG-75 | WVG980129 | 002 | AMHERSTDALE MAINT HQ | 37.7854 | -81.8112 | Industrial | WV DOH+MUN |  |  |  | 0.00249 | [7 empty] | 6 | 9 | 0 | [5 empty] | 0.4 | Case by Case | model | model | unimpaired | No Se Limits | unimpaired | Landuse 1.0 | 0.4 |  | 1
Upper Guyandotte River | 2069 | Buffalo Creek | OGU-27-I | Proctor Hollow (Mudlick Branch) | WVOG-75-C.5 | WVG980129 | 001 | AMHERSTDALE MAINT HQ | 37.7854 | -81.8115 | Industrial | WV DOH+MUN |  |  |  | 0.00249 | [7 empty] | 6 | 9 | 0 | [5 empty] | 0.4 | Case by Case | model | model | unimpaired | negligible | unimpaired | Landuse 1.0 | 0.4 |  | 1
Upper Guyandotte River | 2072 | Buffalo Creek | OGU-27 | Buffalo Creek | WVOG-75 | WVG980129 | 003 | AMHERSTDALE MAINT HQ | 37.7857 | -81.8093 | Industrial | WV DOH+MUN |  |  |  | 0.00249 | [7 empty] | 6 | 9 | 0 | [5 empty] | 0.4 | Case by Case | model | model | unimpaired | No Se Limits | unimpaired | Landuse 1.0 | 0.4 |  | 1
Upper Guyandotte River | 2076 | Buffalo Creek | OGU-27 | Buffalo Creek | WVOG-75 | WVG611561 | 001 | BUFFALO CREEK FACILITY | 37.7987 | -81.7337 | Industrial | Storm Water Industrial (GP) |  |  |  | 0.0012 | [6 empty] | 0.75 | 0 | 0 | 0 | [5 empty] | 0.6 | Model | model | No Al Limits | unimpaired | No Se Limits | unimpaired | Landuse 1.0 | 0.6 |  | 1
Upper Guyandotte River | 2038 | Rum Creek | OGU-10-J | Big Lick Branch | WVOG-70-E | WVG640129 | 001 | Ruffner Bathouse | 37.8066 | -81.8336 | Industrial | Water Treatment Plant (GP) |  |  |  | 0.000577 |  | 3.7 | 6.6 | 30 | 60 | 0.75 | 1.5 | 6 | 9 | 0 | [6 empty] | Case by Case | model | unimpaired | unimpaired | No Se Limits | unimpaired | DMR |  | 0.000577 | 3.7
Upper Guyandotte River | 1017 | Island Creek | OGU-1-B-3 | Whitman Creek | WVOG-65-B-2 | WVG610548 | 001 | SWVA - Whitman HMA Plant #35 | 37.8084 | -82.0276 | Industrial | Storm Water Industrial (GP) |  |  |  | 0.0123 | [7 empty] | 0 | 0 | 0 | [5 empty] | 4.15 | Model | model | unimpaired | unimpaired | unimpaired | unimpaired | Landuse 1.0 | 4.15 |  | 1
Upper Guyandotte River | 1017 | Island Creek | OGU-1-B-3 | Whitman Creek | WVOG-65-B-2 | WVG610548 | 002 | SWVA - Whitman HMA Plant #35 | 37.8084 | -82.0276 | Industrial | Storm Water Industrial (GP) |  |  |  | 0.0123 | [7 empty] | 0 | 0 | 0 | [5 empty] | 4.15 | Model | model | unimpaired | unimpaired | unimpaired | unimpaired | Landuse 1.0 | 4.15 |  | 1
Upper Guyandotte River | 1017 | Island Creek | OGU-1-B-3 | Whitman Creek | WVOG-65-B-2 | WVG610548 | 003 | SWVA - Whitman HMA Plant #35 | 37.8084 | -82.0276 | Industrial | Storm Water Industrial (GP) |  |  |  | 0.0123 | [7 empty] | 0 | 0 | 0 | [5 empty] | 2.1 | Model | model | unimpaired | unimpaired | unimpaired | unimpaired | Landuse 1.0 | 2.1 |  | 1
Upper Guyandotte River | 1017 | Island Creek | OGU-1-B-3 | Whitman Creek | WVOG-65-B-2 | WVG610548 | 004 | SWVA - Whitman HMA Plant #35 | 37.8084 | -82.0276 | Industrial | Storm Water Industrial (GP) |  |  |  | 0.0123 | [7 empty] | 0 | 0 | 0 | [5 empty] | 2.1 | Model | model | unimpaired | unimpaired | unimpaired | unimpaired | Landuse 1.0 | 2.1 |  | 1
Upper Guyandotte River | 2040 | Guyandotte River (Upper) | OGU | Guyandotte River (upper) | WVOG-up | WVG611247 | 001 | Garretson's Machine and Fabrication, Inc. | 37.8123 | -81.9354 | Industrial | Storm Water Industrial (GP) |  |  |  | 0.0007 | [7 empty] | 0 | 0 | 0 | [5 empty] | 0.2 | Model | model | unimpaired | unimpaired | unimpaired | unimpaired | Landuse 1.0 | 0.2 |  | 1
Upper Guyandotte River | 2026 | Rum Creek | OGU-10 | Rum Creek | WVOG-70 | WVG611055 | 001 | Max Contractors Company, Inc. | 37.8143 | -81.9343 | Industrial | Storm Water Industrial (GP) |  |  |  | 0.009 |  |  |  |  | 100 |  |  | 6 | 9 | 0 | [5 empty] | 2.5 | Model | model | unimpaired | unimpaired | No Se Limits | unimpaired | Landuse 1.0 | 2.5 |  | 1
Upper Guyandotte River | 2026 | Rum Creek | OGU-10 | Rum Creek | WVOG-70 | WVG611055 | 002 | Max Contractors Company, Inc. | 37.8145 | -81.9346 | Industrial | Storm Water Industrial (GP) |  |  |  | 0.009 |  |  |  |  | 100 |  |  | 6 | 9 | 0 | [5 empty] | 2.5 | Model | model | unimpaired | unimpaired | No Se Limits | unimpaired | Landuse 1.0 | 2.5 |  | 1
Upper Guyandotte River | 1017 | Island Creek | OGU-1-B-3 | Whitman Creek | WVOG-65-B-2 | WVG611127 | 001 | Tri State Mine Service | 37.8209 | -82.0273 | Industrial | Storm Water Industrial (GP) |  |  |  | 0.00176 | [7 empty] | 0 | 0 | 0 | [5 empty] | 0.7 | Model | model | unimpaired | unimpaired | unimpaired | unimpaired | Landuse 1.0 | 0.7 |  | 1
Upper Guyandotte River | 1039 | Island Creek | OGU-1 | Island Creek | WVOG-65 | WVG980135 | 001 | LOGAN CNTY MAINT HQ | 37.8262 | -81.9973 | Industrial | WV DOH+MUN |  |  |  | 0.002483 | [7 empty] | 6 | 9 | 0 | [5 empty] | 1.02 | Case by Case | model | unimpaired | unimpaired | unimpaired | unimpaired | Landuse 1.0 | 1.02 |  | 1
Upper Guyandotte River | 1039 | Island Creek | OGU-1 | Island Creek | WVOG-65 | WVG980135 | 002 | LOGAN CNTY MAINT HQ | 37.8265 | -81.9971 | Industrial | WV DOH+MUN |  |  |  | 0.002483 | [7 empty] | 6 | 9 | 0 | [5 empty] | 1.02 | Case by Case | model | unimpaired | unimpaired | unimpaired | unimpaired | Landuse 1.0 | 1.02 |  | 1
Upper Guyandotte River | 1039 | Island Creek | OGU-1 | Island Creek | WVOG-65 | WVG611591 | 001 | Mountain State Petroleum | 37.8265 | -81.9976 | Industrial | Storm Water Industrial (GP) |  |  |  | 0.0008 | [7 empty] | 0 | 0 | 0 | [5 empty] | 0.3 | Model | model | unimpaired | unimpaired | unimpaired | unimpaired | Landuse 1.0 | 0.3 |  | 1
Upper Guyandotte River | 1027 | Island Creek | OGU-1-B-4 | Aldrich Branch | WVOG-65-B-3 | WVR103931 | EDP | Holden Waste Site | 37.8359 | -82.0421 | Industrial | Storm Water Construction (GP) |  |  |  | 0 | [7 empty] | 0 | 0 | 0 |  |  |  |  | 12.29 | 12.29 | Model | Model - Need to discuss | unimpaired | unimpaired | unimpaired | unimpaired
Upper Guyandotte River | 2001 | Guyandotte River (Upper) | OGU | Guyandotte River (upper) | WVOG-up | WVG640106 | 001 | City of Logan WTP | 37.8422 | -81.9787 | Industrial | Water Treatment Plant (GP) |  |  |  | 0.03 |  | 3.7 | 6.6 | 30 | 60 | 0.75 | 1.5 | 6 | 9 | 0 | [6 empty] | Case by Case | model | unimpaired | unimpaired | unimpaired | unimpaired | DMR |  | 0.03 | 3.7
Upper Guyandotte River | 1004 | Island Creek | OGU-1-B | Copperas Mine Fork | WVOG-65-B | WVG610032 | 001 | Petroleum Products, LLC. Mt. Gay BP-4 | 37.8465 | -82.011 | Industrial | Storm Water Industrial (GP) |  |  |  | 0.0024 | [7 empty] | 0 | 0 | 0 | [5 empty] | 1.4 | Model | model | unimpaired | unimpaired | unimpaired | unimpaired | Landuse 1.0 | 1.4 |  | 1
Upper Guyandotte River | 1001 | Island Creek | OGU-1 | Island Creek | WVOG-65 | WVG610251 | 001 | LOGAN CONCRETE INC | 37.847 | -81.9993 | Industrial | Storm Water Industrial (GP) |  |  |  | 0.004334 | [7 empty] | 0 | 0 | 0 | [5 empty] | 0.8 | Model | model | unimpaired | unimpaired | unimpaired | unimpaired | Landuse 1.0 | 0.8 |  | 1
Upper Guyandotte River | 1001 | Island Creek | OGU-1 | Island Creek | WVOG-65 | WVG610251 | 002 | LOGAN CONCRETE INC | 37.847 | -81.9993 | Industrial | Storm Water Industrial (GP) |  |  |  | 0.004334 | [7 empty] | 0 | 0 | 0 | [5 empty] | 0.8 | Model | model | unimpaired | unimpaired | unimpaired | unimpaired | Landuse 1.0 | 0.8 |  | 1
Upper Guyandotte River | 1001 | Island Creek | OGU-1 | Island Creek | WVOG-65 | WVG610874 | 001 | Petroleum Products LLC | 37.8472 | -81.9985 | Industrial | Storm Water Industrial (GP) |  |  | 0 | 9.1e-05 | [7 empty] | 0 | 0 | 0 | [5 empty] | 0.1 | Model | model | unimpaired | unimpaired | unimpaired | unimpaired | Landuse 1.0 | 0.1 |  | 1
Upper Guyandotte River | 1001 | Island Creek | OGU-1 | Island Creek | WVOG-65 | WVG910060 | 001 | Former Ashland Branded Marketing Facility 346-000 | 37.8476 | -81.9985 | Industrial | Ground Water Remediation (GP) |  |  |  | 0.001 |  | 3.68 | 6.56 |  |  |  |  | 6 | 9 | 0 | [6 empty] | Case by Case | model | unimpaired | unimpaired | unimpaired | unimpaired | DMR |  | 0.001 | 3.68
Upper Guyandotte River | 1006 | Island Creek | OGU-1-B-1-C | Lower Dempsey Branch | WVOG-65-B-1-A | WVG611332 | 001 | H& P Recycling and Metal Processing | 37.8579 | -82.0193 | Industrial | Storm Water Industrial (GP) |  |  |  | 0.000171 |  |  |  |  | 100 |  | 0.75 | 0 | 0 | 0 | [5 empty] | 0.4 | Model | model | unimpaired | unimpaired | unimpaired | unimpaired | Landuse 1.0 | 0.4 |  | 1

## OWR Negligible Metals Outlet
Project Name | SUBID | TMDL Watershed | NHD Code | Stream Name | WV Code | Permit | Outlet | Facility Name | Latitude | Longitude | Permit Type | Subtype Description | Flow_MGD_ | Flow_Rate_ | Design Flow | Average Flow | Fe_mg_L_ | Fe_Tot_Rec | Fe_Tot_R_1 | TSS_mg_L_ | TSS_mg_L | Al_Tot_Rec | Al_Tot_R_1 | pH_std_uni | pH_std_u_1 | Se_dissolv | Se_tot_rec | Se_tot_r_1 | Se_totmx | Mn_disavg | Disturbed_ | Modeled_Ar | Processing | Draft_Iron | Draft_Al_C | Draft_pH_C | Draft_Se_C | Draft_Mn_C | Final_FE_M | Fe_Model_A | Fe_Model_F | Fe_Model_C
Upper Guyandotte River | 5028 | Barkers Creek | OGU-128-K | Gooney Otter Creek | WVOG-131-F | WVG413570 | 001 | Johnny & Teresa Lane | 37.5031 | -81.3534 | Sewage | Home Aeration Unit General | 0.0005 |  | 0.0005 | 0 |  |  |  | 60 | 75 |  |  | 6 | 9 | 0 | [6 empty] | eliminate/negligible | negligible | negligible | negligible | negligible | negligible | negligible
Upper Guyandotte River | 4035 | Indian Creek | OGU-84 | Indian Creek | WVOG-110 | WVG551103 | 001 | John D. Rockefeller IV Ind. Pk | 37.5052 | -81.5658 | Sewage | Sewage General | 0.00178 |  | 0.01 | 0 |  |  |  | 60 | 75 |  |  | 6 | 9 | 0 | [6 empty] | eliminate/negligible | negligible | negligible | negligible | negligible | negligible | negligible
Upper Guyandotte River | 4035 | Indian Creek | OGU-84 | Indian Creek | WVOG-110 | WV0116297 | 001 | Boxley Concrete Products of VA, Inc. | 37.5054 | -81.5657 | Industrial | Individual |  |  |  | 0.003 |  |  |  |  | 50 | 0.374 | 0.75 | 6 | 9 | 0 | 0.004 | 0.0082 |  |  |  |  | Case by Case | negligible | negligible | negligible | negligible | negligible | negligible
Upper Guyandotte River | 2196 | Little Huff Creek | OGU-54-K | Muzzle Creek | WVOG-92-I | WVG415222 | 001 | Karen S. Hatfield | 37.524 | -81.8021 | Sewage | Home Aeration Unit General | 0.0006 |  | 0.0006 | 0 |  |  |  | 60 | 75 |  |  | 6 | 9 | 0 | [6 empty] | eliminate/negligible | negligible | negligible | negligible | negligible | negligible | negligible
Upper Guyandotte River | 5027 | Barkers Creek | OGU-128 | Barkers Creek | WVOG-131 | WVG551075 | 001 | Herndon Consolidated Elementary School | 37.5265 | -81.3716 | Sewage | Sewage General | 0.0072 |  | 0.0072 | 0 |  |  |  | 60 | 75 |  |  | 6 | 9 | 0 | [6 empty] | eliminate/negligible | negligible | negligible | negligible | negligible | negligible | negligible
Upper Guyandotte River | 2196 | Little Huff Creek | OGU-54-K | Muzzle Creek | WVOG-92-I | WVG990009 | 001 | IKES FORK CAR WASH | 37.5254 | -81.8007 | Industrial | Car Wash (GP) | 0.0024 |  |  | 0.0002 |  |  |  |  | 60 |  |  | 6 | 9 | 0 | [6 empty] | eliminate/negligible | negligible | negligible | negligible | negligible | negligible | negligible
Upper Guyandotte River | 2193 | Little Huff Creek | OGU-54 | Little Huff Creek | WVOG-92 | WVG551074 | 001 | Old Huff Consolidated & Middle School | 37.5554 | -81.7887 | Sewage | Sewage General | 0.0084 |  | 0.0084 | 0 |  |  |  | 60 | 75 |  |  | 6 | 9 | 0 | [6 empty] | eliminate/negligible | negligible | negligible | negligible | negligible | negligible | negligible
Upper Guyandotte River | 4075 | Pinnacle Creek | OGU-108 | Pinnacle Creek | WVOG-124 | WVG550696 | 001 | Pinnacle Creek Trails Mart LLC | 37.5686 | -81.5326 | Sewage | Sewage General | 0.0015 |  | 0.0015 | 0 |  |  |  | 60 | 75 |  |  | 6 | 9 | 0 | [6 empty] | eliminate/negligible | negligible | negligible | negligible | negligible | negligible | negligible
Upper Guyandotte River | 5070 | Guyandotte River (Upper) | OGU | Guyandotte River (upper) | WVOG-up | WVG990185 | 001 | Wayne's Car Wash | 37.5695 | -81.3671 | Industrial | Car Wash (GP) | 0.0009 |  |  | 0.0003 |  |  |  |  | 60 |  |  | 6 | 9 | 0 | [6 empty] | eliminate/negligible | negligible | negligible | negligible | negligible | negligible | negligible
Upper Guyandotte River | 4075 | Pinnacle Creek | OGU-108 | Pinnacle Creek | WVOG-124 | WVG990206 | 001 | Wyoming County BOE Bus Garage | 37.5691 | -81.5339 | Industrial | Car Wash (GP) | 0.001 |  |  | 0.0005 |  |  |  |  | 60 |  |  | 6 | 9 | 0 | [6 empty] | eliminate/negligible | negligible | negligible | negligible | negligible | negligible | negligible
Upper Guyandotte River | 5046 | Guyandotte River (Upper) | OGU | Guyandotte River (upper) | WVOG-up | WV0020681 | C003 | City of Mullens Sanitery Board | 37.5718 | -81.3948 | Sewage | Ind POTW |  |  | 0.33 | 0 | [7 empty] | 0 | 0 | 0 | [6 empty] | Case by Case | negligible | negligible | negligible | negligible | negligible | negligible
Upper Guyandotte River | 5046 | Guyandotte River (Upper) | OGU | Guyandotte River (upper) | WVOG-up | WV0020681 | C004 | City of Mullens Sanitery Board | 37.5723 | -81.3998 | Sewage | Ind POTW |  |  | 0.33 | 0 | [7 empty] | 0 | 0 | 0 | [6 empty] | Case by Case | negligible | negligible | negligible | negligible | negligible | negligible
Upper Guyandotte River | 5004 | Guyandotte River (Upper) | OGU | Guyandotte River (upper) | WVOG-up | WVG551076 | 001 | Wyoming County East High School | 37.5744 | -81.4728 | Sewage | Sewage General | 0.02625 |  | 0.02625 | 0 |  |  |  | 60 | 75 |  |  | 6 | 9 | 0 | [6 empty] | eliminate/negligible | negligible | negligible | negligible | negligible | negligible | negligible
Upper Guyandotte River | 5046 | Guyandotte River (Upper) | OGU | Guyandotte River (upper) | WVOG-up | WV0020681 | 001 | City of Mullens Sanitery Board | 37.5779 | -81.3887 | Sewage | Ind POTW |  |  | 0.33 | 0 |  |  |  | 30 | 60 |  |  | 6 | 9 | 0 | [6 empty] | Case by Case | negligible | negligible | negligible | negligible | negligible | negligible
Upper Guyandotte River | 5046 | Guyandotte River (Upper) | OGU | Guyandotte River (upper) | WVOG-up | WV0020681 | C002 | City of Mullens Sanitery Board | 37.5779 | -81.3887 | Sewage | Ind POTW |  |  | 0.33 | 0 | [7 empty] | 0 | 0 | 0 | [6 empty] | Case by Case | negligible | negligible | negligible | negligible | negligible | negligible
Upper Guyandotte River | 4057 | Guyandotte River (Upper) | OGU | Guyandotte River (upper) | WVOG-up | WV0027138 | 001 | CENTER PSD | 37.5812 | -81.5598 | Sewage | Ind POTW |  |  | 0.4 | 0 |  |  |  | 30 | 60 |  |  | 6 | 9 | 0 | [6 empty] | Case by Case | negligible | negligible | negligible | negligible | negligible | negligible
Upper Guyandotte River | 4053 | Guyandotte River (Upper) | OGU | Guyandotte River (upper) | WVOG-up | WVG412581 | 001 | Davis, Darryl | 37.5857 | -81.6032 | Sewage | Home Aeration Unit General | 0.0005 |  | 0.0005 | 0 |  |  |  | 50 | 75 |  |  | 6 | 9 | 0 | [6 empty] | eliminate/negligible | negligible | negligible | negligible | negligible | negligible | negligible
Upper Guyandotte River | 2189 | Little Huff Creek | OGU-54-D | Lizard Creek | WVOG-92-C | WVG551435 | 001 | Huff Consolidated Grade School | 37.5854 | -81.8082 | Sewage | Sewage General | 0.009 |  | 0.009 | 0 |  |  |  | 60 | 75 |  |  | 6 | 9 | 0 | [6 empty] | eliminate/negligible | negligible | negligible | negligible | negligible | negligible | negligible
Upper Guyandotte River | 4013 | Guyandotte River (Upper) | OGU | Guyandotte River (upper) | WVOG-up | WVG551072 | 001 | Baileysville Elementary and Junior High School | 37.5901 | -81.6748 | Sewage | Sewage General | 0.014 |  | 0.014 | 0 |  |  |  | 60 | 75 |  |  | 6 | 9 | 0 | [6 empty] | eliminate/negligible | negligible | negligible | negligible | negligible | negligible | negligible
Upper Guyandotte River | 5079 | Devils Fork | OGU-140 | Devils Fork | WVOG-137 | WVG551475 | 001 | Amigo/Devils Fk WWTP | 37.5935 | -81.3159 | Sewage | Sewage General | 0.013 |  | 0.013 | 0 |  |  |  | 60 | 75 |  |  | 6 | 9 | 0 | [6 empty] | eliminate/negligible | negligible | negligible | negligible | negligible | negligible | negligible
Upper Guyandotte River | 2173 | Gilbert Creek | OGU-47 | Gilbert Creek | WVOG-89 | WVG990054 | 001 | J & G Carwash | 37.592 | -81.91 | Industrial | Car Wash (GP) | 0.0024 |  | 0 | 0.0005 |  |  |  |  | 60 |  |  | 6 | 9 | 0 | [6 empty] | eliminate/negligible | negligible | negligible | negligible | negligible | negligible | negligible
Upper Guyandotte River | 5103 | Stonecoal Creek | OGU-141-B | Tommy Creek | WVOG-139-A | WVG413362 | 001 | Gregory Scott Butcher | 37.5987 | -81.1793 | Sewage | Home Aeration Unit General | 0.0005 |  | 0.0005 | 0 |  |  |  | 60 | 75 |  |  | 6 | 9 | 0 | [6 empty] | eliminate/negligible | negligible | negligible | negligible | negligible | negligible | negligible
Upper Guyandotte River | 6000 | No TMDL (Do Not Model) |  | R.D. Bailey Lake (Do Not Model) |  | WVG550041 | 001 | R. D. BAILEY LAKE - DAM | 37.5981 | -81.8257 | Sewage | Sewage General | 0.005 |  | 0.005 | 0 |  |  |  | 60 | 75 |  |  | 6 | 9 | 0 | [6 empty] | eliminate/negligible | negligible | negligible | negligible | negligible | negligible | negligible
Upper Guyandotte River | 4052 | Skin Fork | OGU-95 | Skin Fork | WVOG-119 | WVG414915 | 001 | Wyoming County Animal Shelter & Recycle Center | 37.6014 | -81.5521 | Sewage | Home Aeration Unit General | 0.0006 |  | 0.0006 | 0 |  |  |  | 60 | 75 |  |  | 6 | 9 | 0 | [6 empty] | eliminate/negligible | negligible | negligible | negligible | negligible | negligible | negligible
Upper Guyandotte River | 2176 | Guyandotte River (Upper) | OGU | Guyandotte River (upper) | WVOG-up | WVG550767 | 001 | BOWL-MOR LANES | 37.6026 | -81.8721 | Sewage | Sewage General |  |  | 0.003 | 0 |  |  |  | 60 | 75 |  |  | 6 | 9 | 0 | [6 empty] | eliminate/negligible | negligible | negligible | negligible | negligible | negligible | negligible
Upper Guyandotte River | 5095 | Stonecoal Creek | OGU-141 | Stonecoal Creek | WVOG-139 | WVG412462 | 001 | Rhodell Church of God | 37.6073 | -81.3062 | Sewage | Home Aeration Unit General | 0.0005 |  | 0.0005 | 0 |  |  |  | 50 | 75 |  |  | 6 | 9 | 0 | [6 empty] | eliminate/negligible | negligible | negligible | negligible | negligible | negligible | negligible
Upper Guyandotte River | 5104 | Stonecoal Creek | OGU-141 | Stonecoal Creek | WVOG-139 | WVG414602 | 001 | Robert E Mummert Jr. | 37.6083 | -81.3044 | Sewage | Home Aeration Unit General | 0.0005 |  | 0.0005 | 0 |  |  |  | 50 | 75 |  |  | 6 | 9 | 0 | [6 empty] | eliminate/negligible | negligible | negligible | negligible | negligible | negligible | negligible
Upper Guyandotte River | 2601 | Guyandotte River (Upper) | OGU | Guyandotte River (upper) | WVOG-up | WVG551468 | 001 | R.D. Bailey Lake, Reedy Creek Campground | 37.6071 | -81.7515 | Sewage | Sewage General | 0.009 |  | 0.009 | 0 |  |  |  | 60 | 75 |  |  | 6 | 9 | 0 | [6 empty] | eliminate/negligible | negligible | negligible | negligible | negligible | negligible | negligible
Upper Guyandotte River | 5104 | Stonecoal Creek | OGU-141 | Stonecoal Creek | WVOG-139 | WVG412383 | 001 | Richmond, Sherry | 37.6153 | -81.3085 | Sewage | Home Aeration Unit General | 0.0005 |  | 0.0005 | 0 |  |  |  | 50 | 75 |  |  | 6 | 9 | 0 | [6 empty] | eliminate/negligible | negligible | negligible | negligible | negligible | negligible | negligible
Upper Guyandotte River | 2401 | Long Branch | OGU-65 | Long Branch | WVOG-97 | WVG990212 | 001 | Grady and Brenda's Carwash | 37.6179 | -81.764 | Industrial | Car Wash (GP) | 0.004 |  |  | 0.001 |  |  |  |  | 60 |  |  | 6 | 9 | 0 | [6 empty] | eliminate/negligible | negligible | negligible | negligible | negligible | negligible | negligible
Upper Guyandotte River | 5019 | Guyandotte River (Upper) | OGU-124 | Still Run | WVOG-130 | WVG551093 | 001 | Twin Falls State Park - 2 | 37.6268 | -81.4236 | Sewage | Sewage General | 0.0062 |  | 0.0062 | 0 |  |  |  | 60 | 75 |  |  | 6 | 9 | 0 | [6 empty] | eliminate/negligible | negligible | negligible | negligible | negligible | negligible | negligible
Upper Guyandotte River | 2164 | Gilbert Creek | OGU-47-B | Horsepen Creek | WVOG-89-B | WVG550326 | 001 | Gilbert Heights STP. | 37.6259 | -81.8991 | Sewage | Sewage General | 0.00658 |  | 0.00658 | 0 |  |  |  | 60 | 75 |  |  | 6 | 9 | 0 | [6 empty] | eliminate/negligible | negligible | negligible | negligible | negligible | negligible | negligible
Upper Guyandotte River | 5111 | Winding Gulf | OGU-142 | Winding Gulf | WVOG-138 | WVG551419 | 001 | Community of Helen | 37.6314 | -81.3159 | Sewage | Sewage General | 0.0175 |  | 0.0175 | 0 |  |  |  | 60 | 75 |  |  | 6 | 9 | 0 | [6 empty] | eliminate/negligible | negligible | negligible | negligible | negligible | negligible | negligible
Upper Guyandotte River | 2164 | Gilbert Creek | OGU-47-B | Horsepen Creek | WVOG-89-B | WVG980132 | 003 | GILBERT MAINT HQ | 37.6293 | -81.9044 | Industrial | WV DOH+MUN |  |  |  | 2978 |  |  |  |  | 60 |  |  | 6 | 9 | 0 | [6 empty] | Case by Case | negligible |  |  |  |  | negligible |  |  | 1
Upper Guyandotte River | 5012 | Cabin Creek | OGU-118-H | Black Fork | WVOG-127-E | WVG551092 | 001 | Twin Falls State Park -1 | 37.6334 | -81.4401 | Sewage | Sewage General | 0.018 |  | 0.018 | 0 |  |  |  | 60 | 75 |  |  | 6 | 9 | 0 | [6 empty] | eliminate/negligible | negligible | negligible | negligible | negligible | negligible | negligible
Upper Guyandotte River | 4069 | Rockcastle Creek | OGU-107-F | Marsh Fork | WVOG-123-C | WVG414983 | 001 | Too Stressed LLC | 37.6333 | -81.5476 | Sewage | Home Aeration Unit General | 0.0006 |  | 0.0006 | 0 |  |  |  | 60 | 75 |  |  | 6 | 9 | 0 | [6 empty] | eliminate/negligible | negligible | negligible | negligible | negligible | negligible | negligible
Upper Guyandotte River | 4069 | Rockcastle Creek | OGU-107-F | Marsh Fork | WVOG-123-C | WVG550600 | 001 | Hills Trailer Park | 37.6354 | -81.5493 | Sewage | Sewage General | 0.007 |  | 0.007 | 0 |  |  |  | 60 | 75 |  |  | 6 | 9 | 0 | [6 empty] | eliminate/negligible | negligible | negligible | negligible | negligible | negligible | negligible
Upper Guyandotte River | 4069 | Rockcastle Creek | OGU-107-F | Marsh Fork | WVOG-123-C | WVG550193 | 001 | PINEVILLE TRAILER PARK | 37.6355 | -81.5512 | Sewage | Sewage General | 0.01 |  | 0.01 | 0 |  |  |  | 60 | 75 |  |  | 6 | 9 | 0 | [6 empty] | eliminate/negligible | negligible | negligible | negligible | negligible | negligible | negligible
Upper Guyandotte River | 5012 | Cabin Creek | OGU-118-H | Black Fork | WVOG-127-E | WVG640134 | 001 | Twin Falls Resort State Park | 37.6362 | -81.4387 | Industrial | Water Treatment Plant (GP) |  |  |  | 0.0008 |  |  |  | 30 | 60 |  |  | 6 | 9 | 0 | [6 empty] | Case by Case | negligible |  |  |  |  | negligible
Upper Guyandotte River | 4069 | Rockcastle Creek | OGU-107-F | Marsh Fork | WVOG-123-C | WVG550372 | 001 | Ken & Coy Rock Company Inc | 37.6359 | -81.5521 | Sewage | Sewage General | 0.005 |  | 0.005 | 0 |  |  |  | 60 | 75 |  |  | 6 | 9 | 0 | [6 empty] | eliminate/negligible | negligible | negligible | negligible | negligible | negligible | negligible
Upper Guyandotte River | 5114 | Winding Gulf | OGU-142-E | Berry Branch | WVOG-138-A | WVG412115 | 001 | Doris E. Faust | 37.6371 | -81.3126 | Sewage | Home Aeration Unit General | 0.0006 |  | 0.0006 | 0 |  |  |  | 50 | 75 |  |  | 6 | 9 | 0 | [6 empty] | eliminate/negligible | negligible | negligible | negligible | negligible | negligible | negligible
Upper Guyandotte River | 5051 | Slab Fork | OGU-132 | Slab Fork | WVOG-134 | WVG550877 | 001 | STANDARD HYDRAULICS | 37.6371 | -81.3925 | Sewage | Sewage General | 0.0005 |  | 0.0005 | 0 |  |  |  | 60 | 75 |  |  | 6 | 9 | 0 | [6 empty] | eliminate/negligible | negligible | negligible | negligible | negligible | negligible | negligible
Upper Guyandotte River | 2154 | Guyandotte River (Upper) | OGU | Guyandotte River (upper) | WVOG-up | WV0103748 | 001 | GILBERT TOWN OF | 37.6351 | -81.8701 | Sewage | Ind POTW |  |  | 0.1 | 0 |  |  |  | 30 | 60 |  |  | 6 | 9 | 0 | [6 empty] | Case by Case | negligible | negligible | negligible | negligible | negligible | negligible
Upper Guyandotte River | 5110 | Stonecoal Creek | OGU-141 | Stonecoal Creek | WVOG-139 | WVG413848 | 001 | Mountaineer Trout Farm | 37.639 | -81.2303 | Sewage | Home Aeration Unit General | 0.0005 |  | 0.0005 | 0 |  |  |  | 60 | 75 |  |  | 6 | 9 | 0 | [6 empty] | eliminate/negligible | negligible | negligible | negligible | negligible | negligible | negligible
Upper Guyandotte River | 5110 | Stonecoal Creek | OGU-141 | Stonecoal Creek | WVOG-139 | WV0116335 | 001 | Mountaineeer Trout Farm, LLC | 37.639 | -81.2307 | Industrial | Aquaculture |  |  |  | 3.5 |  |  |  | 30 | 60 |  |  | 6 | 9 | 0 | [6 empty] | Case by Case | negligible | negligible | negligible | negligible | negligible | negligible
Upper Guyandotte River | 2168 | Gilbert Creek | OGU-47-B | Horsepen Creek | WVOG-89-B | WVG551005 | 001 | Gilbert Middle School | 37.636 | -81.9101 | Sewage | Sewage General | 0.015 |  | 0.015 | 0 |  |  |  | 60 | 75 |  |  | 6 | 9 | 0 | [6 empty] | eliminate/negligible | negligible | negligible | negligible | negligible | negligible | negligible
Upper Guyandotte River | 4069 | Rockcastle Creek | OGU-107-F | Marsh Fork | WVOG-123-C | WVG414519 | 001 | Mark A Justice | 37.6387 | -81.5451 | Sewage | Home Aeration Unit General | 0.0005 |  | 0.0005 | 0 |  |  |  | 60 | 75 |  |  | 6 | 9 | 0 | [6 empty] | eliminate/negligible | negligible | negligible | negligible | negligible | negligible | negligible
Upper Guyandotte River | 5011 | Cabin Creek | OGU-118-G | Marsh Fork | WVOG-127-D | WVG550559 | 001 | SWVCC-WYOMING CAMPUS | 37.6404 | -81.4543 | Sewage | Sewage General | 0.006 |  | 0.006 | 0 |  |  |  | 60 | 75 |  |  | 6 | 9 | 0 | [6 empty] | eliminate/negligible | negligible | negligible | negligible | negligible | negligible | negligible
Upper Guyandotte River | 5011 | Cabin Creek | OGU-118-G | Marsh Fork | WVOG-127-D | WVG414752 | 001 | Posey D & Beverly Tolliver | 37.6412 | -81.4668 | Sewage | Home Aeration Unit General | 0.0005 |  | 0.0005 | 0 |  |  |  | 60 | 75 |  |  | 6 | 9 | 0 | [6 empty] | eliminate/negligible | negligible | negligible | negligible | negligible | negligible | negligible
Upper Guyandotte River | 5055 | Slab Fork | OGU-132 | Slab Fork | WVOG-134 | WVG551375 | 001 | Maben Headstart | 37.6429 | -81.3934 | Sewage | Sewage General | 0.001275 |  | 0.001275 | 0 |  |  |  | 60 | 75 |  |  | 6 | 9 | 0 | [6 empty] | eliminate/negligible | negligible | negligible | negligible | negligible | negligible | negligible
Upper Guyandotte River | 5011 | Cabin Creek | OGU-118-G | Marsh Fork | WVOG-127-D | WVG412174 | 001 | Larry Riffe | 37.6432 | -81.4498 | Sewage | Home Aeration Unit General | 0.0006 |  | 0.0006 | 0 |  |  |  | 60 | 75 |  |  | 6 | 9 | 0 | [6 empty] | eliminate/negligible | negligible | negligible | negligible | negligible | negligible | negligible
Upper Guyandotte River | 3017 | Laurel Fork | OGU-70-X-6 | Coon Branch | WVOGC-16-B | WVG413888 | 001 | Denzil J Stewart | 37.6572 | -81.5967 | Sewage | Home Aeration Unit General | 0.0005 |  | 0.0005 | 0 |  |  |  | 60 | 75 |  |  | 6 | 9 | 0 | [6 empty] | eliminate/negligible | negligible | negligible | negligible | negligible | negligible | negligible
Upper Guyandotte River | 3015 | Laurel Fork | OGU-70-X-6 | Coon Branch | WVOGC-16-B | WVG413387 | 001 | Richard Mott | 37.6612 | -81.6015 | Sewage | Home Aeration Unit General | 0.0005 |  | 0.0005 | 0 |  |  |  | 60 | 75 |  |  | 6 | 9 | 0 | [6 empty] | eliminate/negligible | negligible | negligible | negligible | negligible | negligible | negligible
Upper Guyandotte River | 3014 | Laurel Fork | OGU-70-X | Laurel Fork | WVOGC-16 | WVG414414 | 001 | James Sellards | 37.6675 | -81.6023 | Sewage | Home Aeration Unit General | 0.0005 |  | 0.0005 | 0 |  |  |  | 60 | 75 |  |  | 6 | 9 | 0 | [6 empty] | eliminate/negligible | negligible | negligible | negligible | negligible | negligible | negligible
Upper Guyandotte River | 3018 | Laurel Fork | OGU-70-X | Laurel Fork | WVOGC-16 | WVG551374 | 001 | New Life Community Church | 37.6686 | -81.577 | Sewage | Sewage General | 0.0045 |  | 0.0045 | 0 |  |  |  | 60 | 75 |  |  | 6 | 9 | 0 | [6 empty] | eliminate/negligible | negligible | negligible | negligible | negligible | negligible | negligible
Upper Guyandotte River | 3018 | Laurel Fork | OGU-70-X | Laurel Fork | WVOGC-16 | WVG550488 | 001 | CASTLE ROCK RESTAURANT | 37.6698 | -81.5779 | Sewage | Sewage General | 0.009 |  | 0.009 | 0 |  |  |  | 60 | 75 |  |  | 6 | 9 | 0 | [6 empty] | eliminate/negligible | negligible | negligible | negligible | negligible | negligible | negligible
Upper Guyandotte River | 5120 | Winding Gulf | OGU-142 | Winding Gulf | WVOG-138 | WVG412871 | 001 | George Morgan | 37.6795 | -81.2183 | Sewage | Home Aeration Unit General | 0.0006 |  | 0.0006 | 0 |  |  |  | 60 | 75 |  |  | 6 | 9 | 0 | [6 empty] | eliminate/negligible | negligible | negligible | negligible | negligible | negligible | negligible
Upper Guyandotte River | 3009 | Clear Fork | OGU-70 | Clear Fork | WVOGC | WV0024431 | 001 | OCEANA TOWN OF | 37.6812 | -81.6632 | Sewage | Ind POTW |  |  | 0.5 | 0 |  |  |  | 30 | 60 |  |  | 6 | 9 | 0 | [6 empty] | Case by Case | negligible | negligible | negligible | negligible | negligible | negligible
Upper Guyandotte River | 5067 | Slab Fork | OGU-132 | Slab Fork | WVOG-134 | WVG550077 | 001 | Slab Fork Treatment Facilities | 37.6862 | -81.3343 | Sewage | Sewage General | 0.022 |  | 0.022 | 0 |  |  |  | 60 | 75 |  |  | 6 | 9 | 0 | [6 empty] | eliminate/negligible | negligible | negligible | negligible | negligible | negligible | negligible
Upper Guyandotte River | 3014 | Laurel Fork | OGU-70-X | Laurel Fork | WVOGC-16 | WVG640075 | 002 | Oceana WTP & Gilliland Park Pool | 37.6887 | -81.6246 | Industrial | Water Treatment Plant (GP) |  |  |  | 0.0255 |  |  |  | 30 | 60 |  |  | 6 | 9 | 0 | [6 empty] | Case by Case | negligible |  |  |  |  | negligible
Upper Guyandotte River | 2140 | Guyandotte River (Upper) | OGU | Guyandotte River (upper) | WVOG-up | WVG990176 | 001 | Four Season's I Car Wash | 37.6898 | -81.855 | Industrial | Car Wash (GP) | 0.0021 |  |  | 0.0006 |  |  |  |  | 60 |  |  | 6 | 9 | 0 | [6 empty] | eliminate/negligible | negligible | negligible | negligible | negligible | negligible | negligible
Upper Guyandotte River | 3027 | Laurel Fork | OGU-70-X | Laurel Fork | WVOGC-16 | WVG990139 | 001 | Clines Car Wash | 37.695 | -81.5272 | Industrial | Car Wash (GP) | 0.002 |  |  | 0.0005 |  |  |  |  | 60 |  |  | 6 | 9 | 0 | [6 empty] | eliminate/negligible | negligible | negligible | negligible | negligible | negligible | negligible
Upper Guyandotte River | 3024 | Laurel Fork | OGU-70-X-19 | Glen Fork | WVOGC-16-J | WVG551084 | 001 | Glen Fork Elementary School | 37.6959 | -81.5248 | Sewage | Sewage General | 0.007 |  | 0.007 | 0 |  |  |  | 60 | 75 |  |  | 6 | 9 | 0 | [6 empty] | eliminate/negligible | negligible | negligible | negligible | negligible | negligible | negligible
Upper Guyandotte River | 3035 | Laurel Fork | OGU-70-X | Laurel Fork | WVOGC-16 | WV0080390 | 001 | GLEN ROGERS PSD | 37.7115 | -81.4543 | Sewage | Ind POTW |  |  | 0.075 | 0 |  |  |  | 30 | 60 |  |  | 6 | 9 | 0 | [6 empty] | Case by Case | negligible | negligible | negligible | negligible | negligible | negligible
Upper Guyandotte River | 1073 | Island Creek | OGU-1 | Island Creek | WVOG-65 | WVG551495 | 001 | Sarah Ann Apartments | 37.7083 | -81.9877 | Sewage | Sewage General | 0.0021 |  | 0.0021 | 0 |  |  |  | 60 | 75 |  |  | 6 | 9 | 0 | [6 empty] | eliminate/negligible | negligible | negligible | negligible | negligible | negligible | negligible
Upper Guyandotte River | 2092 | Huff Creek | OGU-28 | Huff Creek | WVOG-76 | WVG990204 | 001 | Ace Mini Storage & Carwash | 37.7257 | -81.8498 | Industrial | Car Wash (GP) | 0.0033 |  |  | 0.0008 |  |  |  |  | 60 |  |  | 6 | 9 | 0 | [6 empty] | eliminate/negligible | negligible | negligible | negligible | negligible | negligible | negligible
Upper Guyandotte River | 2092 | Huff Creek | OGU-28 | Huff Creek | WVOG-76 | WVG551259 | 001 | Man K-8 School | 37.7279 | -81.8574 | Sewage | Sewage General | 5600 |  | 0.0056 | 0 |  |  |  | 60 | 75 |  |  | 6 | 9 | 0 | [6 empty] | eliminate/negligible | negligible | negligible | negligible | negligible | negligible | negligible
Upper Guyandotte River | 2092 | Huff Creek | OGU-28 | Huff Creek | WVOG-76 | WVG550478 | 001 | GREEN VALLEY STP | 37.7287 | -81.8662 | Sewage | Sewage General | 0.04 |  | 0.04 | 0 |  |  |  | 60 | 75 |  |  | 6 | 9 | 0 | [6 empty] | eliminate/negligible | negligible | negligible | negligible | negligible | negligible | negligible
Upper Guyandotte River | 2094 | Huff Creek | OGU-28 | Huff Creek | WVOG-76 | WVG551098 | 001 | Mallory Grade School | 37.7304 | -81.8385 | Sewage | Sewage General |  |  | 0.0025 | 0 |  |  |  | 60 | 75 |  |  | 6 | 9 | 0 | [6 empty] | eliminate/negligible | negligible | negligible | negligible | negligible | negligible | negligible
Upper Guyandotte River | 2058 | Guyandotte River (Upper) | OGU | Guyandotte River (upper) | WVOG-up | WV0038351 | 001 | BUFFALO CREEK PSD | 37.7446 | -81.8879 | Sewage | Ind POTW |  |  | 0.75 | 0 |  |  |  | 30 | 60 |  |  | 6 | 9 | 0 | [6 empty] | Case by Case | negligible | negligible | negligible | negligible | negligible | negligible
Upper Guyandotte River | 2121 | Huff Creek | OGU-28 | Huff Creek | WVOG-76 | WVG551088 | 001 | Road Branch Elementary School | 37.7523 | -81.6702 | Sewage | Sewage General | 0.009 |  | 0.009 | 0 |  |  |  | 60 | 75 |  |  | 6 | 9 | 0 | [6 empty] | eliminate/negligible | negligible | negligible | negligible | negligible | negligible | negligible
Upper Guyandotte River | 1061 | Island Creek | OGU-1 | Island Creek | WVOG-65 | WVG551481 | 001 | King's Towers Apartments | 37.7566 | -82 | Sewage | Sewage General | 0.00495 |  | 0.00495 | 0 |  |  |  | 60 | 75 |  |  | 6 | 9 | 0 | [6 empty] | eliminate/negligible | negligible | negligible | negligible | negligible | negligible | negligible
Upper Guyandotte River | 1043 | Island Creek | OGU-1 | Island Creek | WVOG-65 | WVG551097 | 001 | Omar Jr. High and Elementary School | 37.7709 | -81.9889 | Sewage | Sewage General | 0.012 |  | 0.012 | 0 |  |  |  | 60 | 75 |  |  | 6 | 9 | 0 | [6 empty] | eliminate/negligible | negligible | negligible | negligible | negligible | negligible | negligible
Upper Guyandotte River | 2046 | Guyandotte River (Upper) | OGU | Guyandotte River (upper) | WVOG-up | WV0050962 | 002 | Cecil I Walker Machinery Co - Rita Facility | 37.7731 | -81.9329 | Industrial | Individual | 0.002 |  | 0.004 | 0.006 |  |  |  | 30 | 60 |  |  | 6 | 9 | 0 | [6 empty] | Case by Case | negligible | negligible | negligible | negligible | negligible | negligible
Upper Guyandotte River | 2046 | Guyandotte River (Upper) | OGU | Guyandotte River (upper) | WVOG-up | WVG551389 | 001 | Rita Mall, LLC | 37.7757 | -81.9362 | Sewage | Sewage General | 0.018 |  | 0.018 | 0 |  |  |  | 60 | 75 |  |  | 6 | 9 | 0 | [6 empty] | eliminate/negligible | negligible | negligible | negligible | negligible | negligible | negligible
Upper Guyandotte River | 1030 | Island Creek | OGU-1-B-6-E | UNT/Trace Fork RM 2.95 | WVOG-65-B-4-G | WVG551287 | 001 | Hidden Cove Subdivision | 37.797 | -82.0971 | Sewage | Sewage General |  |  | 0.009 | 0 |  |  |  | 60 | 75 |  |  | 6 | 9 | 0 | [6 empty] | eliminate/negligible | negligible | negligible | negligible | negligible | negligible | negligible
Upper Guyandotte River | 1018 | Island Creek | OGU-1-B-3-B | Left Fork/Whitman Creek | WVOG-65-B-2-A | WVG550547 | 001 | BUTCHER MOBILE HOME PARK | 37.7982 | -82.0312 | Sewage | Sewage General | 0.005 |  | 0.005 | 0 |  |  |  | 60 | 75 |  |  | 6 | 9 | 0 | [6 empty] | eliminate/negligible | negligible | negligible | negligible | negligible | negligible | negligible
Upper Guyandotte River | 1041 | Island Creek | OGU-1 | Island Creek | WVOG-65 | WVG551485 | 001 | Island Creek Estates Apartment Complex | 37.7991 | -81.9859 | Sewage | Sewage General | 0.00903 |  | 0.00903 | 0 |  |  |  | 60 | 75 |  |  | 6 | 9 | 0 | [6 empty] | eliminate/negligible | negligible | negligible | negligible | negligible | negligible | negligible
Upper Guyandotte River | 1017 | Island Creek | OGU-1-B-3 | Whitman Creek | WVOG-65-B-2 | WVG550378 | 001 | RIVENBARK SUBD. | 37.8068 | -82.0289 | Sewage | Sewage General | 0.002 |  | 0.002 | 0 |  |  |  | 60 | 75 |  |  | 6 | 9 | 0 | [6 empty] | eliminate/negligible | negligible | negligible | negligible | negligible | negligible | negligible
Upper Guyandotte River | 1029 | Island Creek | OGU-1-B-6 | Trace Fork | WVOG-65-B-4 | WVG551291 | 001 | Earl Ray Tomblin Ind. Pk | 37.8076 | -82.0946 | Sewage | Sewage General | 0.05 |  | 0.05 | 0 |  |  |  | 60 | 75 |  |  | 6 | 9 | 0 | [6 empty] | eliminate/negligible | negligible | negligible | negligible | negligible | negligible | negligible
Upper Guyandotte River | 2026 | Rum Creek | OGU-10 | Rum Creek | WVOG-70 | WVG551099 | 001 | Dehue-Chambers Grade School | 37.8103 | -81.9216 | Sewage | Sewage General | 0.006 |  | 0.006 | 0 |  |  |  | 60 | 75 |  |  | 6 | 9 | 0 | [6 empty] | eliminate/negligible | negligible | negligible | negligible | negligible | negligible | negligible
Upper Guyandotte River | 1041 | Island Creek | OGU-1 | Island Creek | WVOG-65 | WVG550848 | 001 | Shawnee Meadows MHP | 37.8099 | -81.9816 | Sewage | Sewage General | 0.0125 |  | 0.0125 | 0 |  |  |  | 60 | 75 |  |  | 6 | 9 | 0 | [6 empty] | eliminate/negligible | negligible | negligible | negligible | negligible | negligible | negligible
Upper Guyandotte River | 1041 | Island Creek | OGU-1 | Island Creek | WVOG-65 | WVG990164 | 001 | LOGAN ARMORY | 37.8108 | -81.9952 | Industrial | Car Wash (GP) | 0.004 |  |  | 0.0001 |  |  |  |  | 60 |  |  | 6 | 9 | 0 | [6 empty] | eliminate/negligible | negligible | negligible | negligible | negligible | negligible | negligible
Upper Guyandotte River | 2025 | Guyandotte River (Upper) | OGU | Guyandotte River (upper) | WVOG-up | WVG550319 | 001 | Logan Motor Lodge | 37.8165 | -81.9357 | Sewage | Sewage General |  |  | 0.006 | 0 |  |  |  | 60 | 75 |  |  | 6 | 9 | 0 | [6 empty] | eliminate/negligible | negligible | negligible | negligible | negligible | negligible | negligible
Upper Guyandotte River | 2025 | Guyandotte River (Upper) | OGU | Guyandotte River (upper) | WVOG-up | WVG990207 | 001 | Logan Motor Lodge Carwash | 37.8169 | -81.9358 | Industrial | Car Wash (GP) | 0.003 |  |  | 0.002 |  |  |  |  | 60 |  |  | 6 | 9 | 0 | [6 empty] | eliminate/negligible | negligible | negligible | negligible | negligible | negligible | negligible
Upper Guyandotte River | 1039 | Island Creek | OGU-1 | Island Creek | WVOG-65 | WVG550257 | 001 | LAURELWOOD APARTMENTS | 37.8168 | -81.9949 | Sewage | Sewage General | 0.02 |  | 0.02 | 0 |  |  |  | 60 | 75 |  |  | 6 | 9 | 0 | [6 empty] | eliminate/negligible | negligible | negligible | negligible | negligible | negligible | negligible
Upper Guyandotte River | 1039 | Island Creek | OGU-1 | Island Creek | WVOG-65 | WVG550347 | 001 | WILKINSON LOCATION | 37.8218 | -82.0026 | Sewage | Sewage General | 0.0019 |  | 0.0019 | 0 |  |  |  | 60 | 75 |  |  | 6 | 9 | 0 | [6 empty] | eliminate/negligible | negligible | negligible | negligible | negligible | negligible | negligible
Upper Guyandotte River | 1029 | Island Creek | OGU-1-B-6 | Trace Fork | WVOG-65-B-4 | WVG551308 | 001 | Holden Grade School | 37.8223 | -82.0582 | Sewage | Sewage General | 0.004 |  | 0.004 | 0 |  |  |  | 60 | 75 |  |  | 6 | 9 | 0 | [6 empty] | eliminate/negligible | negligible | negligible | negligible | negligible | negligible | negligible
Upper Guyandotte River | 2025 | Guyandotte River (Upper) | OGU | Guyandotte River (upper) | WVOG-up | WVG550481 | 001 | Logan Center | 37.8254 | -81.9462 | Sewage | Sewage General | 0.017 |  | 0.017 | 0 |  |  |  | 60 | 75 |  |  | 6 | 9 | 0 | [6 empty] | eliminate/negligible | negligible | negligible | negligible | negligible | negligible | negligible
Upper Guyandotte River | 2025 | Guyandotte River (Upper) | OGU | Guyandotte River (upper) | WVOG-up | WVG551094 | 001 | Ralph R. Willis Vo-Tech School | 37.8273 | -81.9412 | Sewage | Sewage General | 0.012 |  | 0.012 | 0 |  |  |  | 60 | 75 |  |  | 6 | 9 | 0 | [6 empty] | eliminate/negligible | negligible | negligible | negligible | negligible | negligible | negligible
Upper Guyandotte River | 2025 | Guyandotte River (Upper) | OGU | Guyandotte River (upper) | WVOG-up | WVG550150 | 001 | LOGAN-MINGO AREA MENTAL HEALTH | 37.8273 | -81.9471 | Sewage | Sewage General | 0.005 |  | 0.005 | 0 |  |  |  | 60 | 75 |  |  | 6 | 9 | 0 | [6 empty] | eliminate/negligible | negligible | negligible | negligible | negligible | negligible | negligible
Upper Guyandotte River | 1032 | Island Creek | OGU-1-B | Copperas Mine Fork | WVOG-65-B | WVG551266 | 001 | Bungalow Woods Subd. | 37.8279 | -82.0654 | Sewage | Sewage General | 0.011 |  | 0.011 | 0 |  |  |  | 60 | 75 |  |  | 6 | 9 | 0 | [6 empty] | eliminate/negligible | negligible | negligible | negligible | negligible | negligible | negligible
Upper Guyandotte River | 1026 | Island Creek | OGU-1-B | Copperas Mine Fork | WVOG-65-B | WVG551414 | 001 | Logan Regional Medical Center | 37.8324 | -82.0359 | Sewage | Sewage General | 0.002 |  | 0.002 | 0 |  |  |  | 60 | 75 |  |  | 6 | 9 | 0 | [6 empty] | eliminate/negligible | negligible | negligible | negligible | negligible | negligible | negligible
Upper Guyandotte River | 1039 | Island Creek | OGU-1 | Island Creek | WVOG-65 | WVG410806 | 001 | Speedway Super America #9792 | 37.8359 | -82.0023 | Sewage | Home Aeration Unit General | 0.0006 |  | 0.0006 | 0 |  |  |  | 60 | 75 |  |  | 6 | 9 | 0 | [6 empty] | eliminate/negligible | negligible | negligible | negligible | negligible | negligible | negligible
Upper Guyandotte River | 1039 | Island Creek | OGU-1 | Island Creek | WVOG-65 | WVG410806 | 001 | Speedway Super America #9792 | 37.836 | -82.0026 | Sewage | Home Aeration Unit General | 0.0006 |  | 0.0006 | 0 |  |  |  | 60 | 75 |  |  | 6 | 9 | 0 | [6 empty] | eliminate/negligible | negligible | negligible | negligible | negligible | negligible | negligible
Upper Guyandotte River | 2002 | Dingess Run | OGU-4 | Dingess Run | WVOG-68 | WVG413546 | 001 | Pepsi Bottling Group | 37.837 | -81.9637 | Sewage | Home Aeration Unit General | 0.0005 |  | 0.0005 | 0 |  |  |  | 60 | 75 |  |  | 6 | 9 | 0 | [6 empty] | eliminate/negligible | negligible | negligible | negligible | negligible | negligible | negligible
Upper Guyandotte River | 2001 | Guyandotte River (Upper) | OGU | Guyandotte River (upper) | WVOG-up | WV0033821 | C012 | LOGAN CITY OF | 37.8423 | -81.981 | Sewage | Ind POTW |  |  | 0.53 | 0 | [7 empty] | 0 | 0 | 0 | [6 empty] | Case by Case | negligible | negligible | negligible | negligible | negligible | negligible
Upper Guyandotte River | 2006 | Dingess Run | OGU-4 | Dingess Run | WVOG-68 | WVG551246 | 001 | Sunbeam MHP | 37.8432 | -81.9473 | Sewage | Sewage General | 0.0098 |  | 0.0098 | 0 |  |  |  | 60 | 75 |  |  | 6 | 9 | 0 | [6 empty] | eliminate/negligible | negligible | negligible | negligible | negligible | negligible | negligible
Upper Guyandotte River | 2001 | Guyandotte River (Upper) | OGU | Guyandotte River (upper) | WVOG-up | WV0033821 | C011 | LOGAN CITY OF | 37.8432 | -81.9835 | Sewage | Ind POTW |  |  | 0.53 | 0 | [7 empty] | 0 | 0 | 0 | [6 empty] | Case by Case | negligible | negligible | negligible | negligible | negligible | negligible
Upper Guyandotte River | 2001 | Guyandotte River (Upper) | OGU | Guyandotte River (upper) | WVOG-up | WV0033821 | C010 | LOGAN CITY OF | 37.8441 | -81.9858 | Sewage | Ind POTW |  |  | 0.53 | 0 | [7 empty] | 0 | 0 | 0 | [6 empty] | Case by Case | negligible | negligible | negligible | negligible | negligible | negligible
Upper Guyandotte River | 2001 | Guyandotte River (Upper) | OGU | Guyandotte River (upper) | WVOG-up | WV0033821 | C009 | LOGAN CITY OF | 37.845 | -81.9879 | Sewage | Ind POTW |  |  | 0.53 | 0 | [7 empty] | 0 | 0 | 0 | [6 empty] | Case by Case | negligible | negligible | negligible | negligible | negligible | negligible
Upper Guyandotte River | 2001 | Guyandotte River (Upper) | OGU | Guyandotte River (upper) | WVOG-up | WV0033821 | C008 | LOGAN CITY OF | 37.8457 | -81.9905 | Sewage | Ind POTW |  |  | 0.53 | 0 | [7 empty] | 0 | 0 | 0 | [6 empty] | Case by Case | negligible | negligible | negligible | negligible | negligible | negligible
Upper Guyandotte River | 2001 | Guyandotte River (Upper) | OGU | Guyandotte River (upper) | WVOG-up | WV0033821 | C007 | LOGAN CITY OF | 37.846 | -81.9927 | Sewage | Ind POTW |  |  | 0.53 | 0 | [7 empty] | 0 | 0 | 0 | [6 empty] | Case by Case | negligible | negligible | negligible | negligible | negligible | negligible
Upper Guyandotte River | 2001 | Guyandotte River (Upper) | OGU | Guyandotte River (upper) | WVOG-up | WV0033821 | C005 | LOGAN CITY OF | 37.8468 | -81.9942 | Sewage | Ind POTW |  |  | 0.53 | 0 | [7 empty] | 0 | 0 | 0 | [6 empty] | Case by Case | negligible | negligible | negligible | negligible | negligible | negligible
Upper Guyandotte River | 1009 | Island Creek | OGU-1-B-1 | Mud Fork | WVOG-65-B-1 | WVG551095 | 001 | Verdunville Grade School | 37.8468 | -82.0465 | Sewage | Sewage General | 0.006 |  | 0.004 | 0 |  |  |  | 60 | 75 |  |  | 6 | 9 | 0 | [6 empty] | eliminate/negligible | negligible | negligible | negligible | negligible | negligible | negligible
Upper Guyandotte River | 1009 | Island Creek | OGU-1-B-1 | Mud Fork | WVOG-65-B-1 | WVG410378 | 001 | Barbara Tomblin | 37.8469 | -82.0488 | Sewage | Home Aeration Unit General | 0.0005 |  | 0.0005 | 0 |  |  |  | 60 | 75 |  |  | 6 | 9 | 0 | [6 empty] | eliminate/negligible | negligible | negligible | negligible | negligible | negligible | negligible
Upper Guyandotte River | 2001 | Guyandotte River (Upper) | OGU | Guyandotte River (upper) | WVOG-up | WV0033821 | C004 | LOGAN CITY OF | 37.8507 | -81.9942 | Sewage | Ind POTW |  |  | 0.53 | 0 | [7 empty] | 0 | 0 | 0 | [6 empty] | Case by Case | negligible | negligible | negligible | negligible | negligible | negligible
Upper Guyandotte River | 2008 | Dingess Run | OGU-4 | Dingess Run | WVOG-68 | WVG551248 | 001 | Wanda MHP-Rt 17 | 37.8573 | -81.9298 | Sewage | Sewage General | 0.015 |  | 0.015 | 0 |  |  |  | 60 | 75 |  |  | 6 | 9 | 0 | [6 empty] | eliminate/negligible | negligible | negligible | negligible | negligible | negligible | negligible
Upper Guyandotte River | 2008 | Dingess Run | OGU-4 | Dingess Run | WVOG-68 | WVG551247 | 001 | Sun Valley MHP-Rt 17 | 37.862 | -81.9232 | Sewage | Sewage General | 0.013 |  | 0.013 | 0 |  |  |  | 60 | 75 |  |  | 6 | 9 | 0 | [6 empty] | eliminate/negligible | negligible | negligible | negligible | negligible | negligible | negligible

## HPU Metals Model Outlets
Project Name | SUBID | Permit | Outlet | TMDL Watershed | NHD Code | Stream Name | WV Code | Latitude | Longitude | Facility Name | Issue Date | Disturbed | Undisturbed | Mine Flow | Total Drainage | Fe_tot_avg | Fe_tot_Max | Al_tot_avg | Al_tot_max | Mn_tot_avg | Mn_tot_max | Mn_Model_C | Al_Limits | Fe_Model_C | Fe_Limit_C | Final_Mode | Final_Fe_M | Fe_Modeled
Upper Guyandotte River | 2133 | WV0000418 | 001 | Rockhouse Creek | WV-OGU-29-C | Lefthand Fork/Rockhouse Creek | WVOG-77-D | -81.9045 | 37.7104 | HAMPDEN COAL, LLC | 1990-06-22 | 11.19 | 0 |  | 11.19 | 3 | 5.26 | 3 | 6 | 2 | 3.47 | Unimpaired - Delete | 3.2_Al | Surface | Tech | Surface_Tech_3.2_Al | Surface_Tech_3.2_Al | Fe_Tech_Al_3.2
Upper Guyandotte River | 2132 | WV0000418 | 002 | Rockhouse Creek | WV-OGU-29 | Rockhouse Creek | WVOG-77 | -81.8998 | 37.7134 | HAMPDEN COAL, LLC | 1990-06-22 | 11.59 | 13.92 |  | 25.51 | 3 | 5.26 | 3 | 6 | 2 | 3.47 | Unimpaired - Delete | 3.2_Al | Surface | Tech | Surface_Tech_3.2_Al | Surface_Tech_3.2_Al | Fe_Tech_Al_3.2
Upper Guyandotte River | 2135 | WV0000418 | 003 | Rockhouse Creek | WV-OGU-29 | Rockhouse Creek | WVOG-77 | -81.9041 | 37.7119 | HAMPDEN COAL, LLC | 1990-06-22 | 29.43 | 500.57 |  | 530 | 3 | 5.26 | 0.43 | 0.75 | 2 | 3.47 | Unimpaired - Delete | 3.2_Al | Surface | Tech | Surface_Tech_3.2_Al | Surface_Tech_3.2_Al | Fe_Tech_Al_3.2
Upper Guyandotte River | 2130 | WV0000418 | 004 | Rockhouse Creek | WV-OGU-29 | Rockhouse Creek | WVOG-77 | -81.8954 | 37.7176 | HAMPDEN COAL, LLC | 1990-06-22 | 7.74 | 25.39 |  | 33.13 | 3 | 5.26 | 3 | 6 | 2 | 3.47 | Unimpaired - Delete | 3.2_Al | Surface | Tech | Surface_Tech_3.2_Al | Surface_Tech_3.2_Al | Fe_Tech_Al_3.2
Upper Guyandotte River | 2126 | WV0000418 | 005 | Rockhouse Creek | WV-OGU-29 | Rockhouse Creek | WVOG-77 | -81.888 | 37.7234 | HAMPDEN COAL, LLC | 1990-06-22 | 5.4 | 50.5 |  | 55.9 | 3 | 5.26 | 3 | 6 | 2 | 3.47 | Unimpaired - Delete | 3.2_Al | Surface | Tech | Surface_Tech_3.2_Al | Surface_Tech_3.2_Al | Fe_Tech_Al_3.2
Upper Guyandotte River | 2126 | WV0000418 | 006 | Rockhouse Creek | WV-OGU-29 | Rockhouse Creek | WVOG-77 | -81.8822 | 37.726 | HAMPDEN COAL, LLC | 1990-06-22 | 0.29 | 0 |  | 0.29 | 3 | 5.26 | 3 | 6 | 2 | 3.47 | Unimpaired - Delete | 3.2_Al | Surface | Tech | Surface_Tech_3.2_Al | Surface_Tech_3.2_Al | Fe_Tech_Al_3.2
Upper Guyandotte River | 2132 | WV0000418 | 015 | Rockhouse Creek | WV-OGU-29 | Rockhouse Creek | WVOG-77 | -81.9032 | 37.7126 | HAMPDEN COAL, LLC | 1997-10-29 | 4.3 | 55.7 |  | 60 | 3 | 5.26 | 3 | 6 | 2 | 3.47 | Unimpaired - Delete | 3.2_Al | Surface | Tech | Surface_Tech_3.2_Al | Surface_Tech_3.2_Al | Fe_Tech_Al_3.2
Upper Guyandotte River | 2126 | WV0000418 | 016 | Rockhouse Creek | WV-OGU-29 | Rockhouse Creek | WVOG-77 | -81.8829 | 37.7265 | HAMPDEN COAL, LLC | 1999-12-22 | 0.49 | 0 |  | 0.49 | 3 | 5.26 | 3 | 6 | 2 | 3.47 | Unimpaired - Delete | 3.2_Al | Surface | Tech | Surface_Tech_3.2_Al | Surface_Tech_3.2_Al | Fe_Tech_Al_3.2
Upper Guyandotte River | 5034 | WV0001848 | 001 | Barkers Creek | WV-OGU-128 | Barkers Creek | WVOG-131 | -81.3663 | 37.5242 | HERNDON PROCESSING COMPANY, LLC | 1984-01-23 | 4.03 | 7.44 | 0.01 | 11.47 | 3 | 5.26 | 0.67 | 1.16 | 2 | 3.47 | Unimpaired - Delete | 3.2_Al | DMR | Tech | DMR_Tech_3.2_Al | DMR_Tech_3.2_Al | DMR Only
Upper Guyandotte River | 5028 | WV0001848 | 012 | Barkers Creek | WV-OGU-128-K | Gooney Otter Creek | WVOG-131-F | -81.3662 | 37.5204 | HERNDON PROCESSING COMPANY, LLC | 1984-01-23 | 4.7 | 0 |  | 4.7 | 3 | 5.26 | 0.91 | 1.59 | 2 | 3.47 | Unimpaired - Delete | 3.2_Al | Surface | Tech | Surface_Tech_3.2_Al | Surface_Tech_3.2_Al | Fe_Tech_Al_3.2
Upper Guyandotte River | 5028 | WV0001848 | 013 | Barkers Creek | WV-OGU-128-K | Gooney Otter Creek | WVOG-131-F | -81.3619 | 37.5167 | HERNDON PROCESSING COMPANY, LLC | 1984-01-23 | 2.2 | 0 |  | 2.2 | 3 | 5.26 | 0.61 | 1.06 | 2 | 3.47 | Unimpaired - Delete | 3.2_Al | Surface | Tech | Surface_Tech_3.2_Al | Surface_Tech_3.2_Al | Fe_Tech_Al_3.2
Upper Guyandotte River | 5028 | WV0001848 | 022 | Barkers Creek | WV-OGU-128-K | Gooney Otter Creek | WVOG-131-F | -81.3584 | 37.5155 | HERNDON PROCESSING COMPANY, LLC | 1984-01-23 | 1.55 | 0 |  | 1.55 | 3 | 5.26 | 0.61 | 1.06 | 2 | 3.47 | Unimpaired - Delete | 3.2_Al | Surface | Tech | Surface_Tech_3.2_Al | Surface_Tech_3.2_Al | Fe_Tech_Al_3.2
Upper Guyandotte River | 5028 | WV0001848 | 027 | Barkers Creek | WV-OGU-128-K | Gooney Otter Creek | WVOG-131-F | -81.3612 | 37.5172 | HERNDON PROCESSING COMPANY, LLC | 1984-01-23 | 1.28 | 0 |  | 1.28 | 3 | 5.26 | 0.61 | 1.06 | 2 | 3.47 | Unimpaired - Delete | 3.2_Al | Surface | Tech | Surface_Tech_3.2_Al | Surface_Tech_3.2_Al | Fe_Tech_Al_3.2
Upper Guyandotte River | 5028 | WV0001848 | 029 | Barkers Creek | WV-OGU-128-K | Gooney Otter Creek | WVOG-131-F | -81.3644 | 37.515 | HERNDON PROCESSING COMPANY, LLC | 1999-04-20 | 17.23 | 0 |  | 17.23 | 3 | 5.26 | 0.91 | 1.59 | 2 | 3.47 | Unimpaired - Delete | 3.2_Al | Surface | Tech | Surface_Tech_3.2_Al | Surface_Tech_3.2_Al | Fe_Tech_Al_3.2
Upper Guyandotte River | 5115 | WV1026488 | 009 | Winding Gulf | WV-OGU-142 | Winding Gulf | WVOG-138 | -81.312 | 37.6684 | NEWGATE DEVELOPMENT OF BECKLEY LLC | 2012-08-21 | 6.2 | 3.4 |  | 9.6 | 0.31 | 0.55 | 0.08 | 0.14 | 2 | 3.47 | Unimpaired - Delete | 0.75_Al | Surface | 1.0 in Trout | Surface_1.0 in Trout_0.75_Al | Surface_1.0 in Trout_0.75_Al | Fe_Trout_Al_.75
Upper Guyandotte River | 5115 | WV1026488 | 001 | Winding Gulf | WV-OGU-142 | Winding Gulf | WVOG-138 | -81.3097 | 37.6703 | NEWGATE DEVELOPMENT OF BECKLEY LLC | 2012-08-21 | 5.7 | 5.1 |  | 10.8 | 0.31 | 0.55 | 0.08 | 0.14 | 2 | 3.47 | Unimpaired - Delete | 0.75_Al | Surface | 1.0 in Trout | Surface_1.0 in Trout_0.75_Al | Surface_1.0 in Trout_0.75_Al | Fe_Trout_Al_.75
Upper Guyandotte River | 5069 | WV0001864 | 010 | Slab Fork | WV-OGU-132 | Slab Fork | WVOG-134 | -81.3057 | 37.7011 | POCAHONTAS COAL COMPANY LLC | 2001-12-31 | 2.79 | 33.47 |  | 36.26 | 1.42 | 2.47 | 0.43 | 0.75 | 2 | 3.47 | Unimpaired - Delete | 3.2_Al | Surface | WQ | Surface_WQ_3.2_Al | Surface_WQ_3.2_Al | Fe_WQ_Al_3.2
Upper Guyandotte River | 3052 | WV0024937 | 001 | Clear Fork | WV-OGU-70 | Clear Fork | WVOGC | -81.4581 | 37.768 | ERP ENVIRONMENTAL FUND, INC. | 1981-07-16 | 1 | 13.76 |  | 14.76 | 2.43 | 4.21 | 0.43 | 0.75 | 2 | 3.47 | Unimpaired - Delete | 3.2_Al | Surface | Tech | Surface_Tech_3.2_Al | Surface_Tech_3.2_Al | Fe_Tech_Al_3.2
Upper Guyandotte River | 3051 | WV0024937 | 003 | Clear Fork | WV-OGU-70-AW | Knob Fork | WVOGC-28 | -81.4662 | 37.7826 | ERP ENVIRONMENTAL FUND, INC. | 1993-06-25 | 1 | 0 |  | 1 | 2.43 | 4.21 | 0.43 | 0.75 | 2 | 3.47 | Unimpaired - Delete | 3.2_Al | Surface | Tech | Surface_Tech_3.2_Al | Surface_Tech_3.2_Al | Fe_Tech_Al_3.2
Upper Guyandotte River | 3036 | WV0025615 | 002 | Laurel Fork | WV-OGU-70-X-36 | Trough Fork | WVOGC-16-P | -81.4627 | 37.7282 | RHINO EASTERN LLC | 1994-01-19 | 0.57 | 2.33 |  | 2.9 | 3 | 5.26 | 0.43 | 0.75 | 0 | 0 | Unimpaired - Delete | 3.2_Al | Surface | Tech | Surface_Tech_3.2_Al | Surface_Tech_3.2_Al | Fe_Tech_Al_3.2
Upper Guyandotte River | 3036 | WV0025615 | 005 | Laurel Fork | WV-OGU-70-X-36 | Trough Fork | WVOGC-16-P | -81.4637 | 37.729 | RHINO EASTERN LLC | 1994-01-19 | 1.46 | 3.34 |  | 4.8 | 3 | 5.26 | 0.43 | 0.75 | 0 | 0 | Unimpaired - Delete | 3.2_Al | Surface | Tech | Surface_Tech_3.2_Al | Surface_Tech_3.2_Al | Fe_Tech_Al_3.2
Upper Guyandotte River | 2155 | WV0029726 | 001 | Harrys Branch | WV-OGU-45 | Harrys Branch | WVOG-87 | -81.8435 | 37.6211 | HAMPDEN COAL, LLC | 1988-03-01 | 1 | 0 |  | 1 | 1.42 | 2.46 | 0.43 | 0.75 | 2 | 3.47 | Unimpaired - Delete | 3.2_Al | Surface | WQ | Surface_WQ_3.2_Al | Surface_WQ_3.2_Al | Fe_WQ_Al_3.2
Upper Guyandotte River | 2156 | WV0029726 | 002 | Guyandotte River (Upper) | WV-OGU | Guyandotte River (upper) | WVOG-up | -81.8703 | 37.6227 | HAMPDEN COAL, LLC | 1992-06-15 | 1 | 0 |  | 1 | 3 | 5.26 | 0.43 | 0.75 | 2 | 3.47 | Unimpaired - Delete | 3.2_Al | Surface | Tech | Surface_Tech_3.2_Al | Surface_Tech_3.2_Al | Fe_Tech_Al_3.2
Upper Guyandotte River | 2156 | WV0029726 | 003 | Guyandotte River (Upper) | WV-OGU | Guyandotte River (upper) | WVOG-up | -81.8713 | 37.6221 | HAMPDEN COAL, LLC | 1992-06-15 | 1 | 0 |  | 1 | 3 | 5.26 | 0.43 | 0.75 | 2 | 3.47 | Unimpaired - Delete | 3.2_Al | Surface | Tech | Surface_Tech_3.2_Al | Surface_Tech_3.2_Al | Fe_Tech_Al_3.2
Upper Guyandotte River | 3047 | WV0041122 | 013 | Crane Fork | WV-OGU-70-AM | Crane Fork | WVOGC-26 | -81.5371 | 37.745 | ERP ENVIRONMENTAL FUND, INC. | 1985-04-12 | 158.03 | 14.05 |  | 172.08 | 1.42 | 2.46 | 0 | 0 | 2 | 3.47 | Unimpaired - Delete | 3.2_Al | Surface | WQ | Surface_WQ_3.2_Al | Surface_WQ_3.2_Al | Fe_WQ_Al_3.2
Upper Guyandotte River | 3047 | WV0041122 | 032 | Crane Fork | WV-OGU-70-AM | Crane Fork | WVOGC-26 | -81.538 | 37.7532 | ERP ENVIRONMENTAL FUND, INC. | 1998-11-30 | 70.68 | 59.83 |  | 130.51 | 3 | 5.26 | 0 | 0 | 2 | 3.47 | Unimpaired - Delete | 3.2_Al | Surface | Tech | Surface_Tech_3.2_Al | Surface_Tech_3.2_Al | Fe_Tech_Al_3.2
Upper Guyandotte River | 3036 | WV0042544 | 001 | Laurel Fork | WV-OGU-70-X-36 | Trough Fork | WVOGC-16-P | -81.4579 | 37.7273 | RHINO EASTERN LLC | 1993-05-26 | 37.53 | 52.98 |  | 90.51 | 1.42 | 2.46 | 3 | 6 | 2 | 3.47 | Unimpaired - Delete | 3.2_Al | Surface | WQ | Surface_WQ_3.2_Al | Surface_WQ_3.2_Al | Fe_WQ_Al_3.2
Upper Guyandotte River | 3036 | WV0042544 | 003 | Laurel Fork | WV-OGU-70-X-36 | Trough Fork | WVOGC-16-P | -81.4567 | 37.7366 | RHINO EASTERN LLC | 1993-05-26 | 1 | 0 |  | 1 | 3 | 5.26 | 0.43 | 0.75 | 2 | 3.47 | Unimpaired - Delete | 3.2_Al | Surface | Tech | Surface_Tech_3.2_Al | Surface_Tech_3.2_Al | Fe_Tech_Al_3.2
Upper Guyandotte River | 3036 | WV0042544 | 004 | Laurel Fork | WV-OGU-70-X-36 | Trough Fork | WVOGC-16-P | -81.4557 | 37.7375 | RHINO EASTERN LLC | 1993-05-26 | 1 | 0 |  | 1 | 3 | 5.26 | 0.43 | 0.75 | 2 | 3.47 | Unimpaired - Delete | 3.2_Al | Surface | Tech | Surface_Tech_3.2_Al | Surface_Tech_3.2_Al | Fe_Tech_Al_3.2
Upper Guyandotte River | 3036 | WV0042544 | 005 | Laurel Fork | WV-OGU-70-X-36 | Trough Fork | WVOGC-16-P | -81.4552 | 37.7391 | RHINO EASTERN LLC | 1993-05-26 | 1 | 0 |  | 1 | 1.42 | 2.46 | 0.43 | 0.75 | 2 | 3.47 | Unimpaired - Delete | 3.2_Al | Surface | WQ | Surface_WQ_3.2_Al | Surface_WQ_3.2_Al | Fe_WQ_Al_3.2
Upper Guyandotte River | 3036 | WV0042544 | 007 | Laurel Fork | WV-OGU-70-X-36 | Trough Fork | WVOGC-16-P | -81.4603 | 37.7325 | RHINO EASTERN LLC | 1993-05-26 | 1 | 0 |  | 1 | 3 | 5.26 | 0.43 | 0.75 | 2 | 3.47 | Unimpaired - Delete | 3.2_Al | Surface | Tech | Surface_Tech_3.2_Al | Surface_Tech_3.2_Al | Fe_Tech_Al_3.2
Upper Guyandotte River | 3052 | WV0042544 | 008 | Clear Fork | WV-OGU-70 | Clear Fork | WVOGC | -81.4714 | 37.7521 | RHINO EASTERN LLC | 1993-05-26 | 1 | 0 |  | 1 | 2.43 | 4.31 | 0.43 | 0.75 | 2 | 3.47 | Unimpaired - Delete | 3.2_Al | Surface | Tech | Surface_Tech_3.2_Al | Surface_Tech_3.2_Al | Fe_Tech_Al_3.2
Upper Guyandotte River | 3037 | WV0042544 | 010 | Laurel Fork | WV-OGU-70-X-36-H | Upper Big Branch | WVOGC-16-P-4 | -81.4535 | 37.7399 | RHINO EASTERN LLC | 2013-12-20 | 0.75 | 0.9 |  | 1.65 | 0.65 | 1.14 | 0.38 | 0.66 | 2 | 3.47 | Unimpaired - Delete | 0.75_Al | Surface | WQ | Surface_WQ_0.75_Al | Surface_WQ_0.75_Al | Fe_WQ_Al_.75
Upper Guyandotte River | 3038 | WV0042544 | 011 | Laurel Fork | WV-OGU-70-X-36 | Trough Fork | WVOGC-16-P | -81.4531 | 37.7395 | RHINO EASTERN LLC | 2013-12-20 | 1.85 | 0 |  | 1.85 | 2.12 | 3.68 | 0.43 | 0.75 | 2 | 3.47 | Unimpaired - Delete | 3.2_Al | Surface | Tech | Surface_Tech_3.2_Al | Surface_Tech_3.2_Al | Fe_Tech_Al_3.2
Upper Guyandotte River | 3036 | WV0042544 | 012 | Laurel Fork | WV-OGU-70-X-36 | Trough Fork | WVOGC-16-P | -81.4592 | 37.7285 | RHINO EASTERN LLC | 2013-12-20 | 5.67 | 7.33 |  | 13 | 3 | 5.26 | 0.43 | 0.75 | 2 | 3.47 | Unimpaired - Delete | 3.2_Al | Surface | Tech | Surface_Tech_3.2_Al | Surface_Tech_3.2_Al | Fe_Tech_Al_3.2
Upper Guyandotte River | 3037 | WV0042544 | 013 | Laurel Fork | WV-OGU-70-X-36-H | Upper Big Branch | WVOGC-16-P-4 | -81.4535 | 37.7402 | RHINO EASTERN LLC | 2013-12-20 | 1.86 | 1.62 |  | 3.48 | 0.65 | 1.14 | 0.38 | 0.66 | 2 | 3.47 | Unimpaired - Delete | 0.75_Al | Surface | WQ | Surface_WQ_0.75_Al | Surface_WQ_0.75_Al | Fe_WQ_Al_.75
Upper Guyandotte River | 3036 | WV0042544 | 014 | Laurel Fork | WV-OGU-70-X-36 | Trough Fork | WVOGC-16-P | -81.4607 | 37.7284 | RHINO EASTERN LLC | 2014-03-21 | 3.6 | 0 |  | 3.6 | 3 | 5.26 | 0.43 | 0.75 | 2 | 3.47 | Unimpaired - Delete | 3.2_Al | Surface | Tech | Surface_Tech_3.2_Al | Surface_Tech_3.2_Al | Fe_Tech_Al_3.2
Upper Guyandotte River | 1031 | WV0045608 | 001 | Island Creek | WV-OGU-1-B-6 | Trace Fork | WVOG-65-B-4 | -82.0972 | 37.8003 | TRACE CREEK COAL COMPANY | 1989-04-27 | 10.21 | 227.79 |  | 238 | 1.42 | 2.46 | 3 | 5.44 | 2 | 3.47 | Unimpaired - Delete | 3.2_Al | Surface | WQ | Surface_WQ_3.2_Al | Surface_WQ_3.2_Al | Fe_WQ_Al_3.2
Upper Guyandotte River | 1029 | WV0045608 | 002 | Island Creek | WV-OGU-1-B-6 | Trace Fork | WVOG-65-B-4 | -82.0822 | 37.8039 | TRACE CREEK COAL COMPANY | 1989-04-27 | 6.04 | 0.2 |  | 6.24 | 1.82 | 3.15 | 3 | 5.44 | 2 | 3.47 | Unimpaired - Delete | 3.2_Al | Surface | Tech | Surface_Tech_3.2_Al | Surface_Tech_3.2_Al | Fe_Tech_Al_3.2
Upper Guyandotte River | 1029 | WV0045608 | 003 | Island Creek | WV-OGU-1-B-6 | Trace Fork | WVOG-65-B-4 | -82.0831 | 37.8035 | TRACE CREEK COAL COMPANY | 1989-04-27 | 2.58 | 0 |  | 2.58 | 1.82 | 3.15 | 3 | 5.44 | 2 | 3.47 | Unimpaired - Delete | 3.2_Al | Surface | Tech | Surface_Tech_3.2_Al | Surface_Tech_3.2_Al | Fe_Tech_Al_3.2
Upper Guyandotte River | 1029 | WV0045608 | 009 | Island Creek | WV-OGU-1-B-6 | Trace Fork | WVOG-65-B-4 | -82.0993 | 37.8085 | TRACE CREEK COAL COMPANY | 1995-06-12 | 0.44 | 0.57 |  | 1.01 | 1.82 | 3.15 | 3 | 5.44 | 2 | 3.47 | Unimpaired - Delete | 3.2_Al | Surface | Tech | Surface_Tech_3.2_Al | Surface_Tech_3.2_Al | Fe_Tech_Al_3.2
Upper Guyandotte River | 1029 | WV0045608 | 010 | Island Creek | WV-OGU-1-B-6 | Trace Fork | WVOG-65-B-4 | -82.0873 | 37.8044 | TRACE CREEK COAL COMPANY | 1995-06-12 | 1.4 | 6.59 |  | 7.99 | 1.82 | 3.15 | 3 | 5.44 | 2 | 3.47 | Unimpaired - Delete | 3.2_Al | Surface | Tech | Surface_Tech_3.2_Al | Surface_Tech_3.2_Al | Fe_Tech_Al_3.2
Upper Guyandotte River | 2031 | WV0047074 | 002 | Rum Creek | WV-OGU-10-C | UNT/Rum Creek RM 1.83 | WVOG-70-A.2 | -81.9049 | 37.8195 | HIGHLAND MINING COMPANY | 1989-11-16 | 6.15 | 0 |  | 6.15 | 1.82 | 3.15 | 0.43 | 0.75 | 2 | 3.47 | Unimpaired - Delete | 3.2_Al | Surface | Tech | Surface_Tech_3.2_Al | Surface_Tech_3.2_Al | Fe_Tech_Al_3.2
Upper Guyandotte River | 2031 | WV0047074 | 004 | Rum Creek | WV-OGU-10-C | UNT/Rum Creek RM 1.83 | WVOG-70-A.2 | -81.9016 | 37.8184 | HIGHLAND MINING COMPANY | 1993-08-23 | 2.31 | 0 |  | 2.31 | 1.82 | 3.15 | 0.43 | 0.75 | 2 | 3.47 | Unimpaired - Delete | 3.2_Al | Surface | Tech | Surface_Tech_3.2_Al | Surface_Tech_3.2_Al | Fe_Tech_Al_3.2
Upper Guyandotte River | 2015 | WV0047074 | 005 | Dingess Run | WV-OGU-4-G | Freeze Fork | WVOG-68-G | -81.8886 | 37.8456 | HIGHLAND MINING COMPANY | 1988-03-08 | 0.25 | 0 | 0.01 | 0.25 | 1.82 | 3.15 | 0.43 | 0.75 | 2 | 3.47 | Unimpaired - Delete | 3.2_Al | DMR | Tech | DMR_Tech_3.2_Al | DMR_Tech_3.2_Al | DMR Only
Upper Guyandotte River | 2032 | WV0047074 | 010 | Rum Creek | WV-OGU-10 | Rum Creek | WVOG-70 | -81.9033 | 37.8151 | HIGHLAND MINING COMPANY | 1993-08-23 | 0.91 | 0 |  | 0.91 | 1.82 | 3.15 | 0.43 | 0.75 | 2 | 3.47 | Unimpaired - Delete | 3.2_Al | Surface | Tech | Surface_Tech_3.2_Al | Surface_Tech_3.2_Al | Fe_Tech_Al_3.2
Upper Guyandotte River | 2032 | WV0047074 | 011 | Rum Creek | WV-OGU-10 | Rum Creek | WVOG-70 | -81.899 | 37.8153 | HIGHLAND MINING COMPANY | 1993-08-23 | 1 | 3.5 |  | 4.5 | 3 | 6 | 0.43 | 0.75 | 0 | 0 | Unimpaired - Delete | 3.2_Al | Surface | Tech | Surface_Tech_3.2_Al | Surface_Tech_3.2_Al | Fe_Tech_Al_3.2
Upper Guyandotte River | 2015 | WV0047074 | 014 | Dingess Run | WV-OGU-4-G | Freeze Fork | WVOG-68-G | -81.89 | 37.8494 | HIGHLAND MINING COMPANY | 1995-04-20 | 0.25 | 0 | 0.01 | 0.25 | 1.82 | 3.15 | 0.43 | 0.75 | 2 | 3.47 | Unimpaired - Delete | 3.2_Al | DMR | Tech | DMR_Tech_3.2_Al | DMR_Tech_3.2_Al | DMR Only
Upper Guyandotte River | 2020 | WV0047074 | 017 | Dingess Run | WV-OGU-4-J-2 | UNT/Georges Creek RM 1.50 | WVOG-68-H-2 | -81.8553 | 37.8398 | HIGHLAND MINING COMPANY | 1989-11-16 | 0.25 | 0 | 0.01 | 0.25 | 1.82 | 3.15 | 0.43 | 0.75 | 2 | 3.47 | Unimpaired - Delete | 3.2_Al | DMR | Tech | DMR_Tech_3.2_Al | DMR_Tech_3.2_Al | DMR Only
Upper Guyandotte River | 5021 | WV0050521 | 029 | Barkers Creek | WV-OGU-128 | Barkers Creek | WVOG-131 | -81.4031 | 37.5535 | CONSOL MINING COMPANY LLC | 1980-03-14 | 1 | 0 | 0.67 | 1 | 3 | 5.26 | 0.43 | 0.75 | 0 | 0 | Unimpaired - Delete | 3.2_Al | DMR | Tech | DMR_Tech_3.2_Al | DMR_Tech_3.2_Al | DMR Only
Upper Guyandotte River | 4091 | WV0050521 | 030 | Pinnacle Creek | WV-OGU-108 | Pinnacle Creek | WVOG-124 | -81.4601 | 37.5379 | CONSOL MINING COMPANY LLC | 1980-03-14 | 1 | 0 | 0.11 | 1 | 0.47 | 0.82 | 0.08 | 0.14 | 0 | 0 | Unimpaired - Delete | 0.75_Al | DMR | 1.0 in Trout | DMR_1.0 in Trout_0.75_Al | DMR_1.0 in Trout_0.75_Al | DMR Only
Upper Guyandotte River | 4091 | WV0050521 | 032 | Pinnacle Creek | WV-OGU-108 | Pinnacle Creek | WVOG-124 | -81.4661 | 37.5425 | CONSOL MINING COMPANY LLC | 1980-03-14 | 1 | 0 | 0.11 | 1 | 0.47 | 0.82 | 0.08 | 0.14 | 0 | 0 | Unimpaired - Delete | 0.75_Al | DMR | 1.0 in Trout | DMR_1.0 in Trout_0.75_Al | DMR_1.0 in Trout_0.75_Al | DMR Only
Upper Guyandotte River | 5020 | WV0050521 | 038 | Guyandotte River (Upper) | WV-OGU | Guyandotte River (upper) | WVOG-up | -81.4276 | 37.5741 | CONSOL MINING COMPANY LLC | 1980-03-14 | 1 | 0 | 0.13 | 1 | 3 | 5.26 | 0 | 0 | 0 | 0 | Unimpaired - Delete | Al Unimpaired | DMR | Tech | DMR_Tech_Al Unimpaired | DMR_Tech_Al Unimpaired | DMR Only
Upper Guyandotte River | 5021 | WV0050521 | 045 | Barkers Creek | WV-OGU-128 | Barkers Creek | WVOG-131 | -81.4026 | 37.5535 | CONSOL MINING COMPANY LLC | 1980-03-14 | 1 | 0 | 0.03 | 1 | 3 | 5.26 | 0.43 | 0.75 | 0 | 0 | Unimpaired - Delete | 3.2_Al | DMR | Tech | DMR_Tech_3.2_Al | DMR_Tech_3.2_Al | DMR Only
Upper Guyandotte River | 5020 | WV0050521 | 052 | Guyandotte River (Upper) | WV-OGU | Guyandotte River (upper) | WVOG-up | -81.4323 | 37.5745 | CONSOL MINING COMPANY LLC | 1980-03-14 | 1 | 0 | 1 | 1 | 3 | 5.26 | 0 | 0 | 0 | 0 | Unimpaired - Delete | Al Unimpaired | DMR | Tech | DMR_Tech_Al Unimpaired | DMR_Tech_Al Unimpaired | DMR Only
Upper Guyandotte River | 5021 | WV0050521 | 063 | Barkers Creek | WV-OGU-128 | Barkers Creek | WVOG-131 | -81.4041 | 37.5513 | CONSOL MINING COMPANY LLC | 2004-07-16 | 1 | 0 | 1.11 | 1 | 3 | 5.26 | 0.43 | 0.75 | 0 | 0 | Unimpaired - Delete | 3.2_Al | DMR | Tech | DMR_Tech_3.2_Al | DMR_Tech_3.2_Al | DMR Only
Upper Guyandotte River | 2035 | WV0053163 | 002 | Rum Creek | WV-OGU-10 | Rum Creek | WVOG-70 | -81.8801 | 37.8214 | ERP ENVIRONMENTAL FUND, INC. | 1988-03-29 | 1.22 | 1.51 | 0.15 | 2.73 | 1.42 | 2.46 | 1.32 | 2.29 | 2 | 3.47 | Unimpaired - Delete | 3.2_Al | DMR | WQ | DMR_WQ_3.2_Al | DMR_WQ_3.2_Al | DMR Only
Upper Guyandotte River | 2038 | WV0053163 | 003 | Rum Creek | WV-OGU-10-J | Big Lick Branch | WVOG-70-E | -81.8339 | 37.8086 | ERP ENVIRONMENTAL FUND, INC. | 1994-03-17 | 2.65 | 17 |  | 19.65 | 1.52 | 2.63 | 1.32 | 2.29 | 2 | 3.47 | Unimpaired - Delete | 3.2_Al | Surface | Tech | Surface_Tech_3.2_Al | Surface_Tech_3.2_Al | Fe_Tech_Al_3.2
Upper Guyandotte River | 2035 | WV0053163 | 005 | Rum Creek | WV-OGU-10 | Rum Creek | WVOG-70 | -81.8792 | 37.8207 | ERP ENVIRONMENTAL FUND, INC. | 2012-09-13 | 1.22 | 1.51 | 0.02 | 2.73 | 1.42 | 2.46 | 1.32 | 2.29 | 2 | 3.47 | Unimpaired - Delete | 3.2_Al | DMR | WQ | DMR_WQ_3.2_Al | DMR_WQ_3.2_Al | DMR Only
Upper Guyandotte River | 3010 | WV0056693 | 001 | Lower Road Branch | WV-OGU-70-S | Lower Road Branch | WVOGC-12 | -81.6627 | 37.6927 | BIG BEAR MINING COMPANY | 1989-06-22 | 4.18 | 5.5 |  | 9.68 | 1.67 | 2.89 | 0.43 | 0.75 | 2 | 3.47 | Unimpaired - Delete | 3.2_Al | Surface | Tech | Surface_Tech_3.2_Al | Surface_Tech_3.2_Al | Fe_Tech_Al_3.2
Upper Guyandotte River | 3010 | WV0056693 | 012 | Lower Road Branch | WV-OGU-70-S | Lower Road Branch | WVOGC-12 | -81.6811 | 37.701 | BIG BEAR MINING COMPANY | 1989-06-22 | 0.5 | 0 |  | 0.5 | 1.67 | 2.89 | 0.43 | 0.75 | 2 | 3.47 | Unimpaired - Delete | 3.2_Al | Surface | Tech | Surface_Tech_3.2_Al | Surface_Tech_3.2_Al | Fe_Tech_Al_3.2
Upper Guyandotte River | 3010 | WV0056693 | 020 | Lower Road Branch | WV-OGU-70-S | Lower Road Branch | WVOGC-12 | -81.6746 | 37.6988 | BIG BEAR MINING COMPANY | 1992-06-15 | 1 | 0 | 0.22 | 1 | 1.67 | 2.89 | 0.43 | 0.75 | 2 | 3.47 | Unimpaired - Delete | 3.2_Al | DMR and Landuse | Tech | DMR and Landuse_Tech_3.2_Al | DMR and Landuse_Tech_3.2_Al | Fe_Tech_Al_3.2
Upper Guyandotte River | 4057 | WV0061336 | 002 | Guyandotte River (Upper) | WV-OGU | Guyandotte River (upper) | WVOG-up | -81.569 | 37.5775 | KEPLER PROCESSING COMPANY, LLC | 1984-04-24 | 96.74 | 0 |  | 96.74 | 1.42 | 2.46 | 2.13 | 3.72 | 2 | 3.47 | Unimpaired - Delete | 3.2_Al | Surface | WQ | Surface_WQ_3.2_Al | Surface_WQ_3.2_Al | Fe_WQ_Al_3.2
Upper Guyandotte River | 4057 | WV0061336 | 003 | Guyandotte River (Upper) | WV-OGU | Guyandotte River (upper) | WVOG-up | -81.5796 | 37.5803 | KEPLER PROCESSING COMPANY, LLC | 1984-04-24 | 4.01 | 0 |  | 4.01 | 3 | 5.26 | 2.13 | 3.72 | 2 | 3.47 | Unimpaired - Delete | 3.2_Al | Surface | Tech | Surface_Tech_3.2_Al | Surface_Tech_3.2_Al | Fe_Tech_Al_3.2
Upper Guyandotte River | 4057 | WV0061336 | 007 | Guyandotte River (Upper) | WV-OGU | Guyandotte River (upper) | WVOG-up | -81.5653 | 37.5851 | KEPLER PROCESSING COMPANY, LLC | 1984-04-24 | 5.26 | 0 |  | 5.26 | 3 | 5.26 | 2.13 | 3.72 | 2 | 3.47 | Unimpaired - Delete | 3.2_Al | Surface | Tech | Surface_Tech_3.2_Al | Surface_Tech_3.2_Al | Fe_Tech_Al_3.2
Upper Guyandotte River | 4057 | WV0061336 | 010 | Guyandotte River (Upper) | WV-OGU | Guyandotte River (upper) | WVOG-up | -81.5678 | 37.5784 | KEPLER PROCESSING COMPANY, LLC | 2006-04-13 | 2.6 | 0.17 |  | 2.77 | 1.42 | 2.46 | 2.13 | 3.72 | 2 | 3.47 | Unimpaired - Delete | 3.2_Al | Surface | WQ | Surface_WQ_3.2_Al | Surface_WQ_3.2_Al | Fe_WQ_Al_3.2
Upper Guyandotte River | 2312 | WV0062961 | 001 | Big Cub Creek | WV-OGU-62-O | Toler Hollow | WVOG-96-F | -81.7273 | 37.6576 | DYNAMIC ENERGY, INC. | 1983-10-17 | 4.7 | 177.3 |  | 182 | 3 | 5.26 | 0.43 | 0.75 | 2 | 3.47 | Unimpaired - Delete | 3.2_Al | Surface | Tech | Surface_Tech_3.2_Al | Surface_Tech_3.2_Al | Fe_Tech_Al_3.2
Upper Guyandotte River | 2602 | WV0062961 | 003 | Reedy Branch | WV-OGU-68 | Reedy Branch | WVOG-99 | -81.732 | 37.6418 | DYNAMIC ENERGY, INC. | 1997-06-19 | 5.6 | 292.95 |  | 298.55 | 1.42 | 2.46 | 0.43 | 0.75 | 2 | 3.47 | Unimpaired - Delete | 3.2_Al | Surface | WQ | Surface_WQ_3.2_Al | Surface_WQ_3.2_Al | Fe_WQ_Al_3.2
Upper Guyandotte River | 2141 | WV0064840 | 004 | Elk Creek | WV-OGU-34 | Elk Creek | WVOG-80 | -81.8277 | 37.682 | RAMACO RESOURCES LLC | 1990-07-19 | 2.64 | 0 |  | 2.64 | 3 | 5.26 | 0.43 | 0.75 | 2 | 3.47 | Unimpaired - Delete | 3.2_Al | Surface | Tech | Surface_Tech_3.2_Al | Surface_Tech_3.2_Al | Fe_Tech_Al_3.2
Upper Guyandotte River | 2141 | WV0064840 | 005 | Elk Creek | WV-OGU-34 | Elk Creek | WVOG-80 | -81.8248 | 37.6826 | RAMACO RESOURCES LLC | 1990-07-19 | 2.57 | 0 |  | 2.57 | 3 | 5.26 | 0.43 | 0.75 | 2 | 3.47 | Unimpaired - Delete | 3.2_Al | Surface | Tech | Surface_Tech_3.2_Al | Surface_Tech_3.2_Al | Fe_Tech_Al_3.2
Upper Guyandotte River | 2141 | WV0064840 | 006 | Elk Creek | WV-OGU-34 | Elk Creek | WVOG-80 | -81.8228 | 37.6831 | RAMACO RESOURCES LLC | 1990-07-19 | 4.65 | 0 |  | 4.65 | 3 | 5.26 | 0.43 | 0.75 | 2 | 3.47 | Unimpaired - Delete | 3.2_Al | Surface | Tech | Surface_Tech_3.2_Al | Surface_Tech_3.2_Al | Fe_Tech_Al_3.2
Upper Guyandotte River | 2141 | WV0064840 | 007 | Elk Creek | WV-OGU-34 | Elk Creek | WVOG-80 | -81.8229 | 37.6834 | RAMACO RESOURCES LLC | 1990-07-19 | 5.22 | 49.78 |  | 55 | 3 | 5.26 | 0.43 | 0.75 | 2 | 3.47 | Unimpaired - Delete | 3.2_Al | Surface | Tech | Surface_Tech_3.2_Al | Surface_Tech_3.2_Al | Fe_Tech_Al_3.2
Upper Guyandotte River | 2141 | WV0064840 | 009 | Elk Creek | WV-OGU-34 | Elk Creek | WVOG-80 | -81.833 | 37.6811 | RAMACO RESOURCES LLC | 1990-07-19 | 0.3 | 0 |  | 0.3 | 3 | 5.26 | 0.43 | 0.75 | 2 | 3.47 | Unimpaired - Delete | 3.2_Al | Surface | Tech | Surface_Tech_3.2_Al | Surface_Tech_3.2_Al | Fe_Tech_Al_3.2
Upper Guyandotte River | 2141 | WV0064840 | 010 | Elk Creek | WV-OGU-34 | Elk Creek | WVOG-80 | -81.8249 | 37.6826 | RAMACO RESOURCES LLC | 1990-07-19 | 49.28 | 273.41 | 0.039 | 322.69 | 1.42 | 2.46 | 0.43 | 0.75 | 2 | 3.47 | Unimpaired - Delete | 3.2_Al | DMR and Landuse | WQ | DMR and Landuse_WQ_3.2_Al | DMR and Landuse_WQ_3.2_Al | Fe_WQ_Al_3.2
Upper Guyandotte River | 2141 | WV0064840 | 011 | Elk Creek | WV-OGU-34 | Elk Creek | WVOG-80 | -81.8297 | 37.6818 | RAMACO RESOURCES LLC | 1990-07-19 | 1.62 | 0 |  | 1.62 | 3 | 5.26 | 0.43 | 0.75 | 2 | 3.47 | Unimpaired - Delete | 3.2_Al | Surface | Tech | Surface_Tech_3.2_Al | Surface_Tech_3.2_Al | Fe_Tech_Al_3.2
Upper Guyandotte River | 2145 | WV0064840 | 013 | Elk Creek | WV-OGU-34 | Elk Creek | WVOG-80 | -81.7827 | 37.6979 | RAMACO RESOURCES LLC | 1995-04-27 | 3.41 | 10.07 |  | 13.48 | 3 | 5.26 | 0.43 | 0.75 | 2 | 3.47 | Unimpaired - Delete | 3.2_Al | Surface | Tech | Surface_Tech_3.2_Al | Surface_Tech_3.2_Al | Fe_Tech_Al_3.2
Upper Guyandotte River | 2141 | WV0064840 | 014 | Elk Creek | WV-OGU-34 | Elk Creek | WVOG-80 | -81.8295 | 37.6822 | RAMACO RESOURCES LLC | 1995-08-01 | 3.72 | 10.92 |  | 14.64 | 3 | 5.26 | 0.43 | 0.75 | 2 | 3.47 | Unimpaired - Delete | 3.2_Al | Surface | Tech | Surface_Tech_3.2_Al | Surface_Tech_3.2_Al | Fe_Tech_Al_3.2
Upper Guyandotte River | 1051 | WV0064858 | 001 | Island Creek | WV-OGU-1-T-6 | Right Fork/Pine Creek | WVOG-65-H-1 | -82.082 | 37.7538 | COAL-MAC, INC. DBA PHOENIX COAL-MAC MINING, INC. | 1984-05-09 | 4.3 | 1.6 | 0.34 | 5.9 | 1.42 | 2.46 | 0.76 | 1.33 | 2 | 3.47 | Unimpaired - Delete | 3.2_Al | DMR and Landuse | WQ | DMR and Landuse_WQ_3.2_Al | DMR and Landuse_WQ_3.2_Al | Fe_WQ_Al_3.2
Upper Guyandotte River | 1051 | WV0064858 | 003 | Island Creek | WV-OGU-1-T-6 | Right Fork/Pine Creek | WVOG-65-H-1 | -82.081 | 37.7544 | COAL-MAC, INC. DBA PHOENIX COAL-MAC MINING, INC. | 1984-05-09 | 0.5 | 2.6 |  | 3.1 | 2.43 | 4.21 | 0.76 | 1.33 | 2 | 3.47 | Unimpaired - Delete | 3.2_Al | Surface | Tech | Surface_Tech_3.2_Al | Surface_Tech_3.2_Al | Fe_Tech_Al_3.2
Upper Guyandotte River | 1051 | WV0064858 | 004 | Island Creek | WV-OGU-1-T-6 | Right Fork/Pine Creek | WVOG-65-H-1 | -82.0828 | 37.754 | COAL-MAC, INC. DBA PHOENIX COAL-MAC MINING, INC. | 1984-05-09 | 3.3 | 0 |  | 3.3 | 2.43 | 4.21 | 0.76 | 1.33 | 2 | 3.47 | Unimpaired - Delete | 3.2_Al | Surface | Tech | Surface_Tech_3.2_Al | Surface_Tech_3.2_Al | Fe_Tech_Al_3.2
Upper Guyandotte River | 1051 | WV0064858 | 005 | Island Creek | WV-OGU-1-T-6 | Right Fork/Pine Creek | WVOG-65-H-1 | -82.0767 | 37.7557 | COAL-MAC, INC. DBA PHOENIX COAL-MAC MINING, INC. | 1984-05-09 | 15.88 | 17.14 |  | 33.02 | 2.43 | 4.21 | 0.76 | 1.33 | 2 | 3.47 | Unimpaired - Delete | 3.2_Al | Surface | Tech | Surface_Tech_3.2_Al | Surface_Tech_3.2_Al | Fe_Tech_Al_3.2
Upper Guyandotte River | 1051 | WV0064858 | 016 | Island Creek | WV-OGU-1-T-6 | Right Fork/Pine Creek | WVOG-65-H-1 | -82.0885 | 37.7593 | COAL-MAC, INC. DBA PHOENIX COAL-MAC MINING, INC. | 2003-06-24 | 91.88 | 216.97 |  | 308.85 | 2.43 | 4.21 | 0.76 | 1.33 | 2 | 3.47 | Unimpaired - Delete | 3.2_Al | Surface | Tech | Surface_Tech_3.2_Al | Surface_Tech_3.2_Al | Fe_Tech_Al_3.2
Upper Guyandotte River | 1071 | WV0066630 | 001 | Island Creek | WV-OGU-1 | Island Creek | WVOG-65 | -81.9965 | 37.7235 | STIRRAT COAL COMPANY | 1988-03-29 | 6.2 | 0 |  | 6.2 | 2.12 | 3.68 | 0.64 | 1.12 | 2 | 3.47 | Unimpaired - Delete | 3.2_Al | Surface | Tech | Surface_Tech_3.2_Al | Surface_Tech_3.2_Al | Fe_Tech_Al_3.2
Upper Guyandotte River | 1070 | WV0066630 | 002 | Island Creek | WV-OGU-1-X | Littles Creek | WVOG-65-K | -82.0022 | 37.7246 | STIRRAT COAL COMPANY | 1988-03-29 | 2 | 0 |  | 2 | 2.12 | 3.68 | 0.94 | 1.64 | 2 | 3.47 | Unimpaired - Delete | 3.2_Al | Surface | Tech | Surface_Tech_3.2_Al | Surface_Tech_3.2_Al | Fe_Tech_Al_3.2
Upper Guyandotte River | 1070 | WV0066630 | 004 | Island Creek | WV-OGU-1-X | Littles Creek | WVOG-65-K | -82.0026 | 37.7253 | STIRRAT COAL COMPANY | 1988-03-29 | 4.71 | 0 |  | 4.71 | 2.12 | 3.68 | 0 | 0 | 2 | 3.47 | Unimpaired - Delete | 3.2_Al | Surface | Tech | Surface_Tech_3.2_Al | Surface_Tech_3.2_Al | Fe_Tech_Al_3.2
Upper Guyandotte River | 1071 | WV0066630 | 005 | Island Creek | WV-OGU-1 | Island Creek | WVOG-65 | -82.0009 | 37.7257 | STIRRAT COAL COMPANY | 1988-03-29 | 10.1 | 0 |  | 10.1 | 2.12 | 3.68 | 0.64 | 1.12 | 2 | 3.47 | Unimpaired - Delete | 3.2_Al | Surface | Tech | Surface_Tech_3.2_Al | Surface_Tech_3.2_Al | Fe_Tech_Al_3.2
Upper Guyandotte River | 1071 | WV0066630 | 007 | Island Creek | WV-OGU-1 | Island Creek | WVOG-65 | -82.0002 | 37.7253 | STIRRAT COAL COMPANY | 1993-05-05 | 1 | 0 |  | 1 | 2.12 | 3.68 | 0.64 | 1.12 | 2 | 3.47 | Unimpaired - Delete | 3.2_Al | Surface | Tech | Surface_Tech_3.2_Al | Surface_Tech_3.2_Al | Fe_Tech_Al_3.2
Upper Guyandotte River | 1070 | WV0066630 | 009 | Island Creek | WV-OGU-1-X | Littles Creek | WVOG-65-K | -82.0056 | 37.7128 | STIRRAT COAL COMPANY | 1993-05-05 | 6.54 | 3.79 |  | 10.33 | 2.12 | 3.68 | 0.94 | 1.64 | 2 | 3.47 | Unimpaired - Delete | 3.2_Al | Surface | Tech | Surface_Tech_3.2_Al | Surface_Tech_3.2_Al | Fe_Tech_Al_3.2
Upper Guyandotte River | 1070 | WV0066630 | 013 | Island Creek | WV-OGU-1-X | Littles Creek | WVOG-65-K | -82.0045 | 37.7254 | STIRRAT COAL COMPANY | 2006-11-17 | 44.67 | 82.8 |  | 127.47 | 2.12 | 3.68 | 0.94 | 1.64 | 2 | 3.47 | Unimpaired - Delete | 3.2_Al | Surface | Tech | Surface_Tech_3.2_Al | Surface_Tech_3.2_Al | Fe_Tech_Al_3.2
Upper Guyandotte River | 1070 | WV0066630 | 014 | Island Creek | WV-OGU-1-X | Littles Creek | WVOG-65-K | -82.0049 | 37.713 | STIRRAT COAL COMPANY | 2008-10-31 | 1.1 | 2 |  | 3.1 | 1.42 | 2.46 | 1.73 | 3 | 2 | 3.47 | Unimpaired - Delete | 3.2_Al | Surface | WQ | Surface_WQ_3.2_Al | Surface_WQ_3.2_Al | Fe_WQ_Al_3.2
Upper Guyandotte River | 1070 | WV0066630 | 015 | Island Creek | WV-OGU-1-X | Littles Creek | WVOG-65-K | -82.0051 | 37.7126 | STIRRAT COAL COMPANY | 2008-10-31 | 0.5 | 0.9 |  | 1.4 | 1.42 | 2.46 | 1.73 | 3 | 2 | 3.47 | Unimpaired - Delete | 3.2_Al | Surface | WQ | Surface_WQ_3.2_Al | Surface_WQ_3.2_Al | Fe_WQ_Al_3.2
Upper Guyandotte River | 1071 | WV0066630 | 016 | Island Creek | WV-OGU-1 | Island Creek | WVOG-65 | -81.997 | 37.7242 | STIRRAT COAL COMPANY | 2015-09-29 | 4.82 | 0 |  | 4.82 | 3 | 5.26 | 0.64 | 1.12 | 2 | 3.47 | Unimpaired - Delete | 3.2_Al | Surface | Tech | Surface_Tech_3.2_Al | Surface_Tech_3.2_Al | Fe_Tech_Al_3.2
Upper Guyandotte River | 1071 | WV0066630 | 017 | Island Creek | WV-OGU-1 | Island Creek | WVOG-65 | -81.995 | 37.7212 | STIRRAT COAL COMPANY | 2015-09-29 | 8.2 | 0 |  | 8.2 | 3 | 5.26 | 0.64 | 1.12 | 2 | 3.47 | Unimpaired - Delete | 3.2_Al | Surface | Tech | Surface_Tech_3.2_Al | Surface_Tech_3.2_Al | Fe_Tech_Al_3.2
Upper Guyandotte River | 1071 | WV0066630 | 018 | Island Creek | WV-OGU-1 | Island Creek | WVOG-65 | -81.9916 | 37.7275 | STIRRAT COAL COMPANY | 2015-09-29 | 4.07 | 0 |  | 4.07 | 3 | 5.26 | 0.64 | 1.12 | 2 | 3.47 | Unimpaired - Delete | 3.2_Al | Surface | Tech | Surface_Tech_3.2_Al | Surface_Tech_3.2_Al | Fe_Tech_Al_3.2
Upper Guyandotte River | 3044 | WV0066702 | 015 | Toney Fork | WV-OGU-70-AC | Toney Fork | WVOGC-19 | -81.5555 | 37.7642 | ROCKWELL MINING, LLC | 1986-05-31 | 1 | 0 | 0 | 1 | 3 | 5.26 | 0.43 | 0.75 | 2 | 3.47 | Unimpaired - Delete | 3.2_Al | Surface | Tech | Surface_Tech_3.2_Al | Surface_Tech_3.2_Al | Fe_Tech_Al_3.2
Upper Guyandotte River | 3044 | WV0066702 | 016 | Toney Fork | WV-OGU-70-AC | Toney Fork | WVOGC-19 | -81.5547 | 37.7645 | ROCKWELL MINING, LLC | 1986-05-31 | 1 | 0 | 0 | 1 | 3 | 5.26 | 0.43 | 0.75 | 2 | 3.47 | Unimpaired - Delete | 3.2_Al | Surface | Tech | Surface_Tech_3.2_Al | Surface_Tech_3.2_Al | Fe_Tech_Al_3.2
Upper Guyandotte River | 3047 | WV0066702 | 021 | Crane Fork | WV-OGU-70-AM | Crane Fork | WVOGC-26 | -81.5075 | 37.7824 | ROCKWELL MINING, LLC | 1986-05-31 | 0.01 | 0 | 0.167 | 0.01 | 3 | 5.26 | 0.43 | 0.75 | 2 | 3.47 | Unimpaired - Delete | 3.2_Al | DMR and Landuse | Tech | DMR and Landuse_Tech_3.2_Al | DMR and Landuse_Tech_3.2_Al | Fe_Tech_Al_3.2
Upper Guyandotte River | 4081 | WV0090000 | 040 | Pinnacle Creek | WV-OGU-108 | Pinnacle Creek | WVOG-124 | -81.4843 | 37.5439 | PINNACLE MINING COMPANY, LLC | 1985-11-12 | 2.07 | 0 |  | 2.07 | 3 | 5.26 | 1.89 | 3.27 | 2 | 3.47 | Unimpaired - Delete | 3.2_Al | Surface | Tech | Surface_Tech_3.2_Al | Surface_Tech_3.2_Al | Fe_Tech_Al_3.2
Upper Guyandotte River | 4082 | WV0090000 | 041 | Pinnacle Creek | WV-OGU-108-M | Little White Oak Creek | WVOG-124-E | -81.4834 | 37.5346 | PINNACLE MINING COMPANY, LLC | 1985-11-12 | 0.08 | 0 |  | 0.08 | 3 | 5.26 | 1.89 | 3.27 | 2 | 3.47 | Unimpaired - Delete | 3.2_Al | Surface | Tech | Surface_Tech_3.2_Al | Surface_Tech_3.2_Al | Fe_Tech_Al_3.2
Upper Guyandotte River | 4088 | WV0090000 | 042 | Pinnacle Creek | WV-OGU-108-M | Little White Oak Creek | WVOG-124-E | -81.4698 | 37.5182 | PINNACLE MINING COMPANY, LLC | 1985-11-12 | 0.35 | 0 | 0.13 | 0.35 | 3 | 5.26 | 1.89 | 3.27 | 2 | 3.47 | Unimpaired - Delete | 3.2_Al | DMR | Tech | DMR_Tech_3.2_Al | DMR_Tech_3.2_Al | DMR Only
Upper Guyandotte River | 4092 | WV0090000 | 043 | Pinnacle Creek | WV-OGU-108-T | Laurel Branch/Pinnacle Creek | WVOG-124-H | -81.4469 | 37.5277 | PINNACLE MINING COMPANY, LLC | 1985-11-12 | 0.06 | 0 |  | 0.06 | 3 | 5.26 | 1.89 | 3.27 | 2 | 3.47 | Unimpaired - Delete | 3.2_Al | Surface | Tech | Surface_Tech_3.2_Al | Surface_Tech_3.2_Al | Fe_Tech_Al_3.2
Upper Guyandotte River | 4039 | WV0090000 | 046 | Indian Creek | WV-OGU-84 | Indian Creek | WVOG-110 | -81.5065 | 37.4848 | PINNACLE MINING COMPANY, LLC | 1985-11-12 | 1.1 | 0 |  | 1.1 | 1.76 | 3.05 | 1.89 | 3.27 | 2 | 3.47 | Unimpaired - Delete | 3.2_Al | Surface | Tech | Surface_Tech_3.2_Al | Surface_Tech_3.2_Al | Fe_Tech_Al_3.2
Upper Guyandotte River | 4037 | WV0090000 | 047 | Indian Creek | WV-OGU-84 | Indian Creek | WVOG-110 | -81.5273 | 37.5007 | PINNACLE MINING COMPANY, LLC | 1985-11-12 | 261 | 0 | 0.5 | 261 | 2.28 | 3.94 | 1.89 | 3.27 | 2 | 3.47 | Unimpaired - Delete | 3.2_Al | DMR and Landuse | Tech | DMR and Landuse_Tech_3.2_Al | DMR and Landuse_Tech_3.2_Al | Fe_Tech_Al_3.2
Upper Guyandotte River | 4081 | WV0090000 | 048 | Pinnacle Creek | WV-OGU-108 | Pinnacle Creek | WVOG-124 | -81.4887 | 37.5462 | PINNACLE MINING COMPANY, LLC | 1985-11-12 | 1.2 | 0 |  | 1.2 | 3 | 5.26 | 1.89 | 3.27 | 2 | 3.47 | Unimpaired - Delete | 3.2_Al | Surface | Tech | Surface_Tech_3.2_Al | Surface_Tech_3.2_Al | Fe_Tech_Al_3.2
Upper Guyandotte River | 4081 | WV0090000 | 049 | Pinnacle Creek | WV-OGU-108 | Pinnacle Creek | WVOG-124 | -81.4907 | 37.5463 | PINNACLE MINING COMPANY, LLC | 1985-11-12 | 2.2 | 0 |  | 2.2 | 3 | 5.26 | 1.89 | 3.27 | 2 | 3.47 | Unimpaired - Delete | 3.2_Al | Surface | Tech | Surface_Tech_3.2_Al | Surface_Tech_3.2_Al | Fe_Tech_Al_3.2
Upper Guyandotte River | 4081 | WV0090000 | 050 | Pinnacle Creek | WV-OGU-108 | Pinnacle Creek | WVOG-124 | -81.4886 | 37.5456 | PINNACLE MINING COMPANY, LLC | 1985-11-12 | 3.1 | 0 |  | 3.1 | 3 | 5.26 | 1.89 | 3.27 | 2 | 3.47 | Unimpaired - Delete | 3.2_Al | Surface | Tech | Surface_Tech_3.2_Al | Surface_Tech_3.2_Al | Fe_Tech_Al_3.2
Upper Guyandotte River | 4039 | WV0090000 | 051 | Indian Creek | WV-OGU-84 | Indian Creek | WVOG-110 | -81.5068 | 37.4823 | PINNACLE MINING COMPANY, LLC | 1985-11-12 | 1 | 0 | 0.8 | 1 | 1.76 | 3.05 | 1.89 | 3.27 | 2 | 3.47 | Unimpaired - Delete | 3.2_Al | DMR | Tech | DMR_Tech_3.2_Al | DMR_Tech_3.2_Al | DMR Only
Upper Guyandotte River | 4037 | WV0090000 | 052 | Indian Creek | WV-OGU-84 | Indian Creek | WVOG-110 | -81.5381 | 37.503 | PINNACLE MINING COMPANY, LLC | 1985-11-12 | 5.3 | 0 | 0.01 | 5.3 | 1.76 | 3.05 | 1.89 | 3.27 | 2 | 3.47 | Unimpaired - Delete | 3.2_Al | DMR and Landuse | Tech | DMR and Landuse_Tech_3.2_Al | DMR and Landuse_Tech_3.2_Al | Fe_Tech_Al_3.2
Upper Guyandotte River | 4032 | WV0090000 | 054 | Indian Creek | WV-OGU-84-U-7 | Stanley Fork | WVOG-110-J-1 | -81.5412 | 37.5342 | PINNACLE MINING COMPANY, LLC | 1991-03-01 | 0.7 | 0 | 0.01 | 0.7 | 2.28 | 3.94 | 0 | 0 | 2 | 3.47 | Unimpaired - Delete | Al Unimpaired | DMR | Tech | DMR_Tech_Al Unimpaired | DMR_Tech_Al Unimpaired | DMR Only
Upper Guyandotte River | 4032 | WV0090000 | 055 | Indian Creek | WV-OGU-84-U-7 | Stanley Fork | WVOG-110-J-1 | -81.5423 | 37.5333 | PINNACLE MINING COMPANY, LLC | 1991-03-01 | 1.4 | 0 | 0.01 | 1.4 | 2.28 | 3.94 | 0 | 0 | 2 | 3.47 | Unimpaired - Delete | 3.2_Al | DMR and Landuse | Tech | DMR and Landuse_Tech_3.2_Al | DMR and Landuse_Tech_3.2_Al | Fe_Tech_Al_3.2
Upper Guyandotte River | 4032 | WV0090000 | 057 | Indian Creek | WV-OGU-84-U-7 | Stanley Fork | WVOG-110-J-1 | -81.5458 | 37.532 | PINNACLE MINING COMPANY, LLC | 1991-03-01 | 4 | 0 | 0.5 | 4 | 2.28 | 3.94 | 0 | 0 | 2 | 3.47 | Unimpaired - Delete | Al Unimpaired | DMR | Tech | DMR_Tech_Al Unimpaired | DMR_Tech_Al Unimpaired | DMR Only
Upper Guyandotte River | 4032 | WV0090000 | 061 | Indian Creek | WV-OGU-84-U-7 | Stanley Fork | WVOG-110-J-1 | -81.5404 | 37.5339 | PINNACLE MINING COMPANY, LLC | 1991-08-21 | 3.2 | 0 |  | 3.2 | 2.28 | 3.94 | 0 | 0 | 2 | 3.47 | Unimpaired - Delete | 3.2_Al | Surface | Tech | Surface_Tech_3.2_Al | Surface_Tech_3.2_Al | Fe_Tech_Al_3.2
Upper Guyandotte River | 4037 | WV0090000 | 064 | Indian Creek | WV-OGU-84 | Indian Creek | WVOG-110 | -81.5265 | 37.5009 | PINNACLE MINING COMPANY, LLC | 1996-06-19 | 1 | 0 | 0.5 | 1 | 2.28 | 3.94 | 1.89 | 3.27 | 2 | 3.47 | Unimpaired - Delete | 3.2_Al | DMR | Tech | DMR_Tech_3.2_Al | DMR_Tech_3.2_Al | DMR Only
Upper Guyandotte River | 4033 | WV0090000 | 069 | Indian Creek | WV-OGU-84 | Indian Creek | WVOG-110 | -81.5771 | 37.5108 | PINNACLE MINING COMPANY, LLC | 1997-05-30 | 3 | 0 | 4 | 3 | 1.76 | 3.06 | 1.89 | 3.27 | 2 | 3.47 | Unimpaired - Delete | 3.2_Al | DMR | Tech | DMR_Tech_3.2_Al | DMR_Tech_3.2_Al | DMR Only
Upper Guyandotte River | 4081 | WV0090000 | 067 | Pinnacle Creek | WV-OGU-108 | Pinnacle Creek | WVOG-124 | -81.4889 | 37.5466 | PINNACLE MINING COMPANY, LLC | 2001-02-09 | 2.4 | 0 |  | 2.4 | 3 | 5.26 | 1.89 | 3.27 | 2 | 3.47 | Unimpaired - Delete | 3.2_Al | Surface | Tech | Surface_Tech_3.2_Al | Surface_Tech_3.2_Al | Fe_Tech_Al_3.2
Upper Guyandotte River | 4089 | WV0090000 | 077 | Pinnacle Creek | WV-OGU-108 | Pinnacle Creek | WVOG-124 | -81.482 | 37.5451 | PINNACLE MINING COMPANY, LLC | 2004-11-23 | 0.1 | 0.1 |  | 0.2 | 3 | 5.26 | 1.89 | 3.27 | 2 | 3.47 | Unimpaired - Delete | 3.2_Al | Surface | Tech | Surface_Tech_3.2_Al | Surface_Tech_3.2_Al | Fe_Tech_Al_3.2
Upper Guyandotte River | 4089 | WV0090000 | 002 | Pinnacle Creek | WV-OGU-108 | Pinnacle Creek | WVOG-124 | -81.4805 | 37.5474 | PINNACLE MINING COMPANY, LLC | 2004-11-23 | 2.8 | 0.6 |  | 3.4 | 3 | 5.26 | 1.89 | 3.27 | 2 | 3.47 | Unimpaired - Delete | 3.2_Al | Surface | Tech | Surface_Tech_3.2_Al | Surface_Tech_3.2_Al | Fe_Tech_Al_3.2
Upper Guyandotte River | 4091 | WV0090000 | 003 | Pinnacle Creek | WV-OGU-108 | Pinnacle Creek | WVOG-124 | -81.478 | 37.5456 | PINNACLE MINING COMPANY, LLC | 2004-11-23 | 5.6 | 21.4 |  | 27 | 3 | 5.26 | 1.89 | 3.27 | 2 | 3.47 | Unimpaired - Delete | 3.2_Al | Surface | Tech | Surface_Tech_3.2_Al | Surface_Tech_3.2_Al | Fe_Tech_Al_3.2
Upper Guyandotte River | 4091 | WV0090000 | 004 | Pinnacle Creek | WV-OGU-108 | Pinnacle Creek | WVOG-124 | -81.4697 | 37.542 | PINNACLE MINING COMPANY, LLC | 2004-11-23 | 0.6 | 1.1 | 0.01 | 1.7 | 3 | 5.26 | 1.89 | 3.27 | 2 | 3.47 | Unimpaired - Delete | 3.2_Al | DMR and Landuse | Tech | DMR and Landuse_Tech_3.2_Al | DMR and Landuse_Tech_3.2_Al | Fe_Tech_Al_3.2
Upper Guyandotte River | 4091 | WV0090000 | 005 | Pinnacle Creek | WV-OGU-108 | Pinnacle Creek | WVOG-124 | -81.4679 | 37.5424 | PINNACLE MINING COMPANY, LLC | 2004-11-23 | 4.4 | 7.7 |  | 12.1 | 3 | 5.26 | 1.89 | 3.27 | 2 | 3.47 | Unimpaired - Delete | 3.2_Al | Surface | Tech | Surface_Tech_3.2_Al | Surface_Tech_3.2_Al | Fe_Tech_Al_3.2
Upper Guyandotte River | 4079 | WV0090000 | 007 | Pinnacle Creek | WV-OGU-108 | Pinnacle Creek | WVOG-124 | -81.5013 | 37.5477 | PINNACLE MINING COMPANY, LLC | 2004-11-23 | 1.4 | 2.4 |  | 3.8 | 3 | 5.26 | 0.43 | 0.75 | 2 | 3.47 | Unimpaired - Delete | 3.2_Al | Surface | Tech | Surface_Tech_3.2_Al | Surface_Tech_3.2_Al | Fe_Tech_Al_3.2
Upper Guyandotte River | 5003 | WV0090000 | 012 | Guyandotte River (Upper) | WV-OGU | Guyandotte River (upper) | WVOG-up | -81.4846 | 37.5687 | PINNACLE MINING COMPANY, LLC | 2004-11-23 | 0.01 | 0 | 1 | 0.01 | 3 | 5.26 | 0 | 0 | 2 | 3.47 | Unimpaired - Delete | Al Unimpaired | DMR | Tech | DMR_Tech_Al Unimpaired | DMR_Tech_Al Unimpaired | DMR Only
Upper Guyandotte River | 4079 | WV0090000 | 014 | Pinnacle Creek | WV-OGU-108 | Pinnacle Creek | WVOG-124 | -81.5063 | 37.55 | PINNACLE MINING COMPANY, LLC | 2004-11-23 | 1.4 | 2.2 |  | 3.6 | 3 | 5.26 | 1.89 | 3.27 | 2 | 3.47 | Unimpaired - Delete | 3.2_Al | Surface | Tech | Surface_Tech_3.2_Al | Surface_Tech_3.2_Al | Fe_Tech_Al_3.2
Upper Guyandotte River | 4078 | WV0090000 | 015 | Pinnacle Creek | WV-OGU-108-C | Lambert Branch | WVOG-124-B | -81.5221 | 37.5502 | PINNACLE MINING COMPANY, LLC | 2004-11-23 | 1.7 | 3.1 |  | 4.8 | 3 | 5.26 | 0 | 0 | 2 | 3.47 | Unimpaired - Delete | 3.2_Al | Surface | Tech | Surface_Tech_3.2_Al | Surface_Tech_3.2_Al | Fe_Tech_Al_3.2
Upper Guyandotte River | 4078 | WV0090000 | 016 | Pinnacle Creek | WV-OGU-108-C | Lambert Branch | WVOG-124-B | -81.5203 | 37.5457 | PINNACLE MINING COMPANY, LLC | 2004-11-23 | 1.3 | 6.3 |  | 7.6 | 3 | 5.26 | 0 | 0 | 2 | 3.47 | Unimpaired - Delete | 3.2_Al | Surface | Tech | Surface_Tech_3.2_Al | Surface_Tech_3.2_Al | Fe_Tech_Al_3.2
Upper Guyandotte River | 4076 | WV0090000 | 076 | Pinnacle Creek | WV-OGU-108-B | Baldwin Branch | WVOG-124-A | -81.5346 | 37.557 | PINNACLE MINING COMPANY, LLC | 2004-11-23 | 1.1 | 2.1 |  | 3.2 | 3 | 5.26 | 1.89 | 3.27 | 2 | 3.47 | Unimpaired - Delete | 3.2_Al | Surface | Tech | Surface_Tech_3.2_Al | Surface_Tech_3.2_Al | Fe_Tech_Al_3.2
Upper Guyandotte River | 4076 | WV0090000 | 019 | Pinnacle Creek | WV-OGU-108-B | Baldwin Branch | WVOG-124-A | -81.5286 | 37.5509 | PINNACLE MINING COMPANY, LLC | 2004-11-23 | 0.8 | 2.8 |  | 3.6 | 3 | 5.26 | 1.89 | 3.27 | 2 | 3.47 | Unimpaired - Delete | 3.2_Al | Surface | Tech | Surface_Tech_3.2_Al | Surface_Tech_3.2_Al | Fe_Tech_Al_3.2
Upper Guyandotte River | 4076 | WV0090000 | 020 | Pinnacle Creek | WV-OGU-108-B | Baldwin Branch | WVOG-124-A | -81.531 | 37.5514 | PINNACLE MINING COMPANY, LLC | 2004-11-23 | 0.01 | 0 | 1 | 0.01 | 3 | 5.26 | 1.89 | 3.27 | 2 | 3.47 | Unimpaired - Delete | 3.2_Al | DMR | Tech | DMR_Tech_3.2_Al | DMR_Tech_3.2_Al | DMR Only
Upper Guyandotte River | 4079 | WV0090000 | 022 | Pinnacle Creek | WV-OGU-108 | Pinnacle Creek | WVOG-124 | -81.4951 | 37.549 | PINNACLE MINING COMPANY, LLC | 2004-11-23 | 6.2 | 18.4 |  | 24.6 | 3 | 5.26 | 1.89 | 3.27 | 2 | 3.47 | Unimpaired - Delete | 3.2_Al | Surface | Tech | Surface_Tech_3.2_Al | Surface_Tech_3.2_Al | Fe_Tech_Al_3.2
Upper Guyandotte River | 4076 | WV0090000 | 025 | Pinnacle Creek | WV-OGU-108-B | Baldwin Branch | WVOG-124-A | -81.5354 | 37.5581 | PINNACLE MINING COMPANY, LLC | 2004-11-23 | 0.01 | 0 | 1 | 0.01 | 3 | 5.26 | 1.89 | 3.27 | 2 | 3.47 | Unimpaired - Delete | 3.2_Al | DMR | Tech | DMR_Tech_3.2_Al | DMR_Tech_3.2_Al | DMR Only
Upper Guyandotte River | 5003 | WV0090000 | 026 | Guyandotte River (Upper) | WV-OGU | Guyandotte River (upper) | WVOG-up | -81.484 | 37.569 | PINNACLE MINING COMPANY, LLC | 2004-11-23 | 0.01 | 0 | 0.5 | 0.01 | 3 | 5.26 | 1.89 | 3.27 | 2 | 3.47 | Unimpaired - Delete | 3.2_Al | DMR | Tech | DMR_Tech_3.2_Al | DMR_Tech_3.2_Al | DMR Only
Upper Guyandotte River | 4078 | WV0090000 | 027 | Pinnacle Creek | WV-OGU-108-C | Lambert Branch | WVOG-124-B | -81.5259 | 37.5491 | PINNACLE MINING COMPANY, LLC | 2004-11-23 | 0.01 | 0 | 1 | 0.01 | 3 | 5.26 | 0 | 0 | 2 | 3.47 | Unimpaired - Delete | Al Unimpaired | DMR | Tech | DMR_Tech_Al Unimpaired | DMR_Tech_Al Unimpaired | DMR Only
Upper Guyandotte River | 4026 | WV0090000 | 073 | Indian Creek | WV-OGU-84-Q | Lick Branch | WVOG-110-H | -81.5815 | 37.5371 | PINNACLE MINING COMPANY, LLC | 2004-12-20 | 1 | 0 | 1 | 1 | 1.76 | 3.06 | 1.89 | 3.27 | 2 | 3.47 | Unimpaired - Delete | 3.2_Al | DMR | Tech | DMR_Tech_3.2_Al | DMR_Tech_3.2_Al | DMR Only
Upper Guyandotte River | 4026 | WV0090000 | 074 | Indian Creek | WV-OGU-84-Q | Lick Branch | WVOG-110-H | -81.5826 | 37.5359 | PINNACLE MINING COMPANY, LLC | 2004-12-20 | 0.05 | 0.05 |  | 0.1 | 1.76 | 3.06 | 1.89 | 3.27 | 2 | 3.47 | Unimpaired - Delete | 3.2_Al | Surface | Tech | Surface_Tech_3.2_Al | Surface_Tech_3.2_Al | Fe_Tech_Al_3.2
Upper Guyandotte River | 4079 | WV0090000 | 078 | Pinnacle Creek | WV-OGU-108 | Pinnacle Creek | WVOG-124 | -81.5013 | 37.5477 | PINNACLE MINING COMPANY, LLC | 2006-05-31 | 10.65 | 0 |  | 10.65 | 3 | 5.26 | 1.89 | 3.27 | 2 | 3.47 | Unimpaired - Delete | 3.2_Al | Surface | Tech | Surface_Tech_3.2_Al | Surface_Tech_3.2_Al | Fe_Tech_Al_3.2
Upper Guyandotte River | 4079 | WV0090000 | 079 | Pinnacle Creek | WV-OGU-108 | Pinnacle Creek | WVOG-124 | -81.4959 | 37.5479 | PINNACLE MINING COMPANY, LLC | 2006-05-31 | 19.3 | 0 |  | 19.3 | 3 | 5.26 | 1.89 | 3.27 | 2 | 3.47 | Unimpaired - Delete | 3.2_Al | Surface | Tech | Surface_Tech_3.2_Al | Surface_Tech_3.2_Al | Fe_Tech_Al_3.2
Upper Guyandotte River | 4079 | WV0090000 | 080 | Pinnacle Creek | WV-OGU-108 | Pinnacle Creek | WVOG-124 | -81.4995 | 37.5478 | PINNACLE MINING COMPANY, LLC | 2006-05-31 | 6.4 | 0 |  | 6.4 | 3 | 5.26 | 1.89 | 3.27 | 2 | 3.47 | Unimpaired - Delete | 3.2_Al | Surface | Tech | Surface_Tech_3.2_Al | Surface_Tech_3.2_Al | Fe_Tech_Al_3.2
Upper Guyandotte River | 4080 | WV0090000 | 082 | Pinnacle Creek | WV-OGU-108-K | Smith Branch | WVOG-124-D | -81.492 | 37.5419 | PINNACLE MINING COMPANY, LLC | 2006-05-31 | 385 | 286 | 0.5 | 671 | 1.42 | 2.46 | 0.43 | 0.75 | 2 | 3.47 | Unimpaired - Delete | 3.2_Al | DMR and Landuse | WQ | DMR and Landuse_WQ_3.2_Al | DMR and Landuse_WQ_3.2_Al | Fe_WQ_Al_3.2
Upper Guyandotte River | 4079 | WV0090000 | 083 | Pinnacle Creek | WV-OGU-108 | Pinnacle Creek | WVOG-124 | -81.5066 | 37.5497 | PINNACLE MINING COMPANY, LLC | 2006-05-31 | 11.5 | 0 |  | 11.5 | 3 | 5.26 | 1.89 | 3.27 | 2 | 3.47 | Unimpaired - Delete | 3.2_Al | Surface | Tech | Surface_Tech_3.2_Al | Surface_Tech_3.2_Al | Fe_Tech_Al_3.2
Upper Guyandotte River | 4039 | WV0090000 | 085 | Indian Creek | WV-OGU-84 | Indian Creek | WVOG-110 | -81.5293 | 37.4821 | PINNACLE MINING COMPANY, LLC | 2011-12-09 | 1 | 37.94 | 0.5 | 38.94 | 1.42 | 2.46 | 0.45 | 0.73 | 2 | 3.47 | Unimpaired - Delete | 0.75_Al | DMR and Landuse | WQ | DMR and Landuse_WQ_0.75_Al | DMR and Landuse_WQ_0.75_Al | Fe_WQ_Al_.75
Upper Guyandotte River | 4030 | WV0090000 | 087 | Indian Creek | WV-OGU-84-U | Nancy Fork | WVOG-110-J | -81.5809 | 37.5156 | PINNACLE MINING COMPANY, LLC | 2013-01-23 | 1.02 | 0 |  | 1.02 | 0.95 | 1.64 | 3 | 6 | 2 | 3.47 | Unimpaired - Delete | 3.2_Al | Surface | WQ | Surface_WQ_3.2_Al | Surface_WQ_3.2_Al | Fe_WQ_Al_3.2
Upper Guyandotte River | 4033 | WV0090000 | 088 | Indian Creek | WV-OGU-84 | Indian Creek | WVOG-110 | -81.5802 | 37.5142 | PINNACLE MINING COMPANY, LLC | 2013-01-23 | 7.35 | 0 |  | 7.35 | 0.95 | 1.64 | 3 | 6 | 2 | 3.47 | Unimpaired - Delete | 3.2_Al | Surface | WQ | Surface_WQ_3.2_Al | Surface_WQ_3.2_Al | Fe_WQ_Al_3.2
Upper Guyandotte River | 4033 | WV0090000 | 089 | Indian Creek | WV-OGU-84 | Indian Creek | WVOG-110 | -81.578 | 37.5115 | PINNACLE MINING COMPANY, LLC | 2013-01-23 | 0.36 | 0 |  | 0.36 | 0.95 | 1.64 | 3 | 6 | 2 | 3.47 | Unimpaired - Delete | 3.2_Al | Surface | WQ | Surface_WQ_3.2_Al | Surface_WQ_3.2_Al | Fe_WQ_Al_3.2
Upper Guyandotte River | 4033 | WV0090000 | 090 | Indian Creek | WV-OGU-84 | Indian Creek | WVOG-110 | -81.5773 | 37.5114 | PINNACLE MINING COMPANY, LLC | 2013-01-23 | 5.48 | 0 |  | 5.48 | 0.95 | 1.64 | 3 | 6 | 2 | 3.47 | Unimpaired - Delete | 3.2_Al | Surface | WQ | Surface_WQ_3.2_Al | Surface_WQ_3.2_Al | Fe_WQ_Al_3.2
Upper Guyandotte River | 4018 | WV0090000 | 094 | Indian Creek | WV-OGU-84-D-6 | Marsh Fork | WVOG-110-A-2 | -81.6198 | 37.5262 | PINNACLE MINING COMPANY, LLC | 2014-12-05 | 10.09 | 7.28 |  | 17.37 | 1.37 | 2.37 | 1.1 | 1.91 | 2 | 3.47 | Unimpaired - Delete | 3.2_Al | Surface | WQ | Surface_WQ_3.2_Al | Surface_WQ_3.2_Al | Fe_WQ_Al_3.2
Upper Guyandotte River | 4018 | WV0090000 | 095 | Indian Creek | WV-OGU-84-D-6 | Marsh Fork | WVOG-110-A-2 | -81.6184 | 37.5257 | PINNACLE MINING COMPANY, LLC | 2014-12-05 | 1.67 | 0.63 |  | 2.3 | 1.37 | 2.37 | 1.1 | 1.91 | 2 | 3.47 | Unimpaired - Delete | 3.2_Al | Surface | WQ | Surface_WQ_3.2_Al | Surface_WQ_3.2_Al | Fe_WQ_Al_3.2
Upper Guyandotte River | 4026 | WV0090000 | 091 | Indian Creek | WV-OGU-84-Q | Lick Branch | WVOG-110-H | -81.5762 | 37.5309 | PINNACLE MINING COMPANY, LLC | 2015-02-05 | 4.62 | 11.96 |  | 16.58 | 0.51 | 0.88 | 0.16 | 0.27 | 2 | 3.47 | Unimpaired - Delete | 0.75_Al | Surface | WQ | Surface_WQ_0.75_Al | Surface_WQ_0.75_Al | Fe_WQ_Al_.75
Upper Guyandotte River | 4026 | WV0090000 | 092 | Indian Creek | WV-OGU-84-Q | Lick Branch | WVOG-110-H | -81.5779 | 37.5296 | PINNACLE MINING COMPANY, LLC | 2015-02-05 | 1.16 | 0.25 |  | 1.41 | 0.71 | 1.22 | 0.22 | 0.39 | 2 | 3.47 | Unimpaired - Delete | 0.75_Al | Surface | WQ | Surface_WQ_0.75_Al | Surface_WQ_0.75_Al | Fe_WQ_Al_.75
Upper Guyandotte River | 4026 | WV0090000 | 093 | Indian Creek | WV-OGU-84-Q | Lick Branch | WVOG-110-H | -81.5768 | 37.5271 | PINNACLE MINING COMPANY, LLC | 2015-02-05 | 3.86 | 10.04 |  | 13.9 | 0.71 | 1.22 | 0.22 | 0.39 | 2 | 3.47 | Unimpaired - Delete | 0.75_Al | Surface | WQ | Surface_WQ_0.75_Al | Surface_WQ_0.75_Al | Fe_WQ_Al_.75
Upper Guyandotte River | 4030 | WV0090000 | 102 | Indian Creek | WV-OGU-84-U | Nancy Fork | WVOG-110-J | -81.5807 | 37.5157 | PINNACLE MINING COMPANY, LLC | 2016-09-07 | 4.72 | 15.77 |  | 20.49 | 3 | 5.26 | 2.18 | 3.77 | 2 | 3.47 | Unimpaired - Delete | 3.2_Al | Surface | Tech | Surface_Tech_3.2_Al | Surface_Tech_3.2_Al | Fe_Tech_Al_3.2
Upper Guyandotte River | 4030 | WV0090000 | 103 | Indian Creek | WV-OGU-84-U | Nancy Fork | WVOG-110-J | -81.5804 | 37.5157 | PINNACLE MINING COMPANY, LLC | 2016-09-07 | 8.41 | 0 |  | 8.41 | 3 | 5.26 | 2.18 | 3.77 | 2 | 3.47 | Unimpaired - Delete | 3.2_Al | Surface | Tech | Surface_Tech_3.2_Al | Surface_Tech_3.2_Al | Fe_Tech_Al_3.2
Upper Guyandotte River | 4030 | WV0090000 | 104 | Indian Creek | WV-OGU-84-U | Nancy Fork | WVOG-110-J | -81.5771 | 37.5171 | PINNACLE MINING COMPANY, LLC | 2016-09-07 | 1.12 | 0 |  | 1.12 | 3 | 5.26 | 2.18 | 3.77 | 2 | 3.47 | Unimpaired - Delete | 3.2_Al | Surface | Tech | Surface_Tech_3.2_Al | Surface_Tech_3.2_Al | Fe_Tech_Al_3.2
Upper Guyandotte River | 4030 | WV0090000 | 105 | Indian Creek | WV-OGU-84-U | Nancy Fork | WVOG-110-J | -81.569 | 37.5162 | PINNACLE MINING COMPANY, LLC | 2016-09-07 | 19.5 | 0 |  | 19.5 | 3 | 5.26 | 2.18 | 3.77 | 2 | 3.47 | Unimpaired - Delete | 3.2_Al | Surface | Tech | Surface_Tech_3.2_Al | Surface_Tech_3.2_Al | Fe_Tech_Al_3.2
Upper Guyandotte River | 4030 | WV0090000 | 106 | Indian Creek | WV-OGU-84-U | Nancy Fork | WVOG-110-J | -81.5673 | 37.5165 | PINNACLE MINING COMPANY, LLC | 2016-09-07 | 0.9 | 0 |  | 0.9 | 3 | 5.26 | 2.18 | 3.77 | 2 | 3.47 | Unimpaired - Delete | 3.2_Al | Surface | Tech | Surface_Tech_3.2_Al | Surface_Tech_3.2_Al | Fe_Tech_Al_3.2
Upper Guyandotte River | 4030 | WV0090000 | 107 | Indian Creek | WV-OGU-84-U | Nancy Fork | WVOG-110-J | -81.5663 | 37.5165 | PINNACLE MINING COMPANY, LLC | 2016-09-07 | 1.5 | 0.4 |  | 1.9 | 3 | 5.26 | 2.18 | 3.77 | 2 | 3.47 | Unimpaired - Delete | 3.2_Al | Surface | Tech | Surface_Tech_3.2_Al | Surface_Tech_3.2_Al | Fe_Tech_Al_3.2
Upper Guyandotte River | 4030 | WV0090000 | 108 | Indian Creek | WV-OGU-84-U | Nancy Fork | WVOG-110-J | -81.566 | 37.5167 | PINNACLE MINING COMPANY, LLC | 2016-09-07 | 0.5 | 0 |  | 0.5 | 3 | 5.26 | 2.18 | 3.77 | 2 | 3.47 | Unimpaired - Delete | 3.2_Al | Surface | Tech | Surface_Tech_3.2_Al | Surface_Tech_3.2_Al | Fe_Tech_Al_3.2
Upper Guyandotte River | 4030 | WV0090000 | 109 | Indian Creek | WV-OGU-84-U | Nancy Fork | WVOG-110-J | -81.5657 | 37.5171 | PINNACLE MINING COMPANY, LLC | 2016-09-07 | 0.3 | 0 |  | 0.3 | 1.42 | 2.46 | 0.43 | 0.75 | 1 | 1.73 | Unimpaired - Delete | 3.2_Al | Surface | WQ | Surface_WQ_3.2_Al | Surface_WQ_3.2_Al | Fe_WQ_Al_3.2
Upper Guyandotte River | 4030 | WV0090000 | 110 | Indian Creek | WV-OGU-84-U | Nancy Fork | WVOG-110-J | -81.5651 | 37.5179 | PINNACLE MINING COMPANY, LLC | 2016-09-07 | 0.9 | 0 |  | 0.9 | 3 | 5.26 | 2.18 | 3.77 | 2 | 3.47 | Unimpaired - Delete | 3.2_Al | Surface | Tech | Surface_Tech_3.2_Al | Surface_Tech_3.2_Al | Fe_Tech_Al_3.2
Upper Guyandotte River | 4030 | WV0090000 | 111 | Indian Creek | WV-OGU-84-U | Nancy Fork | WVOG-110-J | -81.5626 | 37.519 | PINNACLE MINING COMPANY, LLC | 2016-09-07 | 0.8 | 0 |  | 0.8 | 3 | 5.26 | 2.18 | 3.77 | 2 | 3.47 | Unimpaired - Delete | 3.2_Al | Surface | Tech | Surface_Tech_3.2_Al | Surface_Tech_3.2_Al | Fe_Tech_Al_3.2
Upper Guyandotte River | 4030 | WV0090000 | 112 | Indian Creek | WV-OGU-84-U | Nancy Fork | WVOG-110-J | -81.5557 | 37.5262 | PINNACLE MINING COMPANY, LLC | 2016-09-07 | 10 | 0 |  | 10 | 3 | 5.26 | 2.18 | 3.77 | 2 | 3.47 | Unimpaired - Delete | 3.2_Al | Surface | Tech | Surface_Tech_3.2_Al | Surface_Tech_3.2_Al | Fe_Tech_Al_3.2
Upper Guyandotte River | 4030 | WV0090000 | 113 | Indian Creek | WV-OGU-84-U | Nancy Fork | WVOG-110-J | -81.5554 | 37.5268 | PINNACLE MINING COMPANY, LLC | 2016-09-07 | 6.1 | 0 |  | 6.1 | 3 | 5.26 | 2.18 | 3.77 | 2 | 3.47 | Unimpaired - Delete | 3.2_Al | Surface | Tech | Surface_Tech_3.2_Al | Surface_Tech_3.2_Al | Fe_Tech_Al_3.2
Upper Guyandotte River | 4030 | WV0090000 | 114 | Indian Creek | WV-OGU-84-U | Nancy Fork | WVOG-110-J | -81.5546 | 37.5282 | PINNACLE MINING COMPANY, LLC | 2016-09-07 | 6.2 | 0 |  | 6.2 | 3 | 5.26 | 2.18 | 3.77 | 2 | 3.47 | Unimpaired - Delete | 3.2_Al | Surface | Tech | Surface_Tech_3.2_Al | Surface_Tech_3.2_Al | Fe_Tech_Al_3.2
Upper Guyandotte River | 4032 | WV0090000 | 115 | Indian Creek | WV-OGU-84-U-7 | Stanley Fork | WVOG-110-J-1 | -81.5509 | 37.5304 | PINNACLE MINING COMPANY, LLC | 2016-09-07 | 1.3 | 0 |  | 1.3 | 3 | 5.26 | 2.18 | 3.77 | 2 | 3.47 | Unimpaired - Delete | 3.2_Al | Surface | Tech | Surface_Tech_3.2_Al | Surface_Tech_3.2_Al | Fe_Tech_Al_3.2
Upper Guyandotte River | 4078 | WV0090000 | 116 | Pinnacle Creek | WV-OGU-108-C | Lambert Branch | WVOG-124-B | -81.5273 | 37.5312 | PINNACLE MINING COMPANY, LLC | 2016-09-07 | 11.16 | 16.58 |  | 27.74 | 1.42 | 2.46 | 0.43 | 0.75 | 2 | 3.47 | Unimpaired - Delete | 3.2_Al | Surface | WQ | Surface_WQ_3.2_Al | Surface_WQ_3.2_Al | Fe_WQ_Al_3.2
Upper Guyandotte River | 4063 | WV0092401 | 001 | Rockcastle Creek | WV-OGU-107-A | Bearhole Fork | WVOG-123-A | -81.4906 | 37.6038 | BRADFORD STONE INC | 1995-07-14 | 1.34 | 4.16 |  | 5.5 | 3 | 5.26 | 0.08 | 0.14 | 0 | 0 | Unimpaired - Delete | 0.75_Al | Surface | Tech | Surface_Tech_0.75_Al | Surface_Tech_0.75_Al | Fe_Tech_Al_.75
Upper Guyandotte River | 4063 | WV0092401 | 002 | Rockcastle Creek | WV-OGU-107-A | Bearhole Fork | WVOG-123-A | -81.4912 | 37.602 | BRADFORD STONE INC | 1995-07-14 | 1.06 | 4.44 |  | 5.5 | 3 | 5.26 | 0.08 | 0.14 | 0 | 0 | Unimpaired - Delete | 0.75_Al | Surface | Tech | Surface_Tech_0.75_Al | Surface_Tech_0.75_Al | Fe_Tech_Al_.75
Upper Guyandotte River | 4063 | WV0092401 | 003 | Rockcastle Creek | WV-OGU-107-A | Bearhole Fork | WVOG-123-A | -81.4904 | 37.6076 | BRADFORD STONE INC | 2008-01-24 | 7.52 | 0.18 |  | 7.7 | 3 | 5.26 | 0.43 | 0.75 | 2 | 3.47 | Unimpaired - Delete | 3.2_Al | Surface | Tech | Surface_Tech_3.2_Al | Surface_Tech_3.2_Al | Fe_Tech_Al_3.2
Upper Guyandotte River | 2081 | WV0093122 | 001 | Buffalo Creek | WV-OGU-27-U | Toney Fork | WVOG-75-J | -81.6782 | 37.8233 | GREENBRIER MINERALS, LLC | 1986-08-08 | 2.03 | 6.1 | 0.01 | 8.13 | 2 | 3.68 | 3 | 6 | 2 | 3.47 | Unimpaired - Delete | 3.2_Al | DMR and Landuse | Tech | DMR and Landuse_Tech_3.2_Al | DMR and Landuse_Tech_3.2_Al | Fe_Tech_Al_3.2
Upper Guyandotte River | 2081 | WV0093122 | 002 | Buffalo Creek | WV-OGU-27-U | Toney Fork | WVOG-75-J | -81.6784 | 37.8242 | GREENBRIER MINERALS, LLC | 1986-08-08 | 2.02 | 7.07 | 0.01 | 9.09 | 2 | 3.68 | 3 | 6 | 2 | 3.47 | Unimpaired - Delete | 3.2_Al | DMR and Landuse | Tech | DMR and Landuse_Tech_3.2_Al | DMR and Landuse_Tech_3.2_Al | Fe_Tech_Al_3.2
Upper Guyandotte River | 2081 | WV0093122 | 008 | Buffalo Creek | WV-OGU-27-U | Toney Fork | WVOG-75-J | -81.6941 | 37.811 | GREENBRIER MINERALS, LLC | 2012-08-15 | 20.14 | 11.73 | 0.011 | 31.87 | 2.12 | 3.68 | 3 | 6 | 2 | 3.47 | Unimpaired - Delete | 3.2_Al | DMR and Landuse | Tech | DMR and Landuse_Tech_3.2_Al | DMR and Landuse_Tech_3.2_Al | Fe_Tech_Al_3.2
Upper Guyandotte River | 2032 | WV0093211 | 001 | Rum Creek | WV-OGU-10 | Rum Creek | WVOG-70 | -81.8993 | 37.8151 | BANDMILL COAL CORPORATION | 1986-09-09 | 7.89 | 0 |  | 7.89 | 1.57 | 2.73 | 0.43 | 0.75 | 2 | 3.47 | Unimpaired - Delete | 3.2_Al | Surface | Tech | Surface_Tech_3.2_Al | Surface_Tech_3.2_Al | Fe_Tech_Al_3.2
Upper Guyandotte River | 2032 | WV0093211 | 002 | Rum Creek | WV-OGU-10 | Rum Creek | WVOG-70 | -81.903 | 37.8141 | BANDMILL COAL CORPORATION | 1986-09-09 | 4.26 | 0 |  | 4.26 | 1.57 | 2.73 | 0.43 | 0.75 | 2 | 3.47 | Unimpaired - Delete | 3.2_Al | Surface | Tech | Surface_Tech_3.2_Al | Surface_Tech_3.2_Al | Fe_Tech_Al_3.2
Upper Guyandotte River | 2032 | WV0093211 | 003 | Rum Creek | WV-OGU-10 | Rum Creek | WVOG-70 | -81.9058 | 37.8142 | BANDMILL COAL CORPORATION | 1986-09-09 | 5.79 | 0 |  | 5.79 | 1.57 | 2.73 | 0.43 | 0.75 | 2 | 3.47 | Unimpaired - Delete | 3.2_Al | Surface | Tech | Surface_Tech_3.2_Al | Surface_Tech_3.2_Al | Fe_Tech_Al_3.2
Upper Guyandotte River | 2030 | WV0093211 | 004 | Rum Creek | WV-OGU-10 | Rum Creek | WVOG-70 | -81.9107 | 37.8119 | BANDMILL COAL CORPORATION | 1986-09-09 | 16.02 | 0 |  | 16.02 | 1.57 | 2.73 | 0.43 | 0.75 | 2 | 3.47 | Unimpaired - Delete | 3.2_Al | Surface | Tech | Surface_Tech_3.2_Al | Surface_Tech_3.2_Al | Fe_Tech_Al_3.2
Upper Guyandotte River | 2032 | WV0093211 | 005 | Rum Creek | WV-OGU-10 | Rum Creek | WVOG-70 | -81.9074 | 37.8142 | BANDMILL COAL CORPORATION | 1986-09-09 | 69.3 | 0 |  | 69.3 | 1.42 | 2.46 | 0.43 | 0.75 | 2 | 3.47 | Unimpaired - Delete | 3.2_Al | Surface | WQ | Surface_WQ_3.2_Al | Surface_WQ_3.2_Al | Fe_WQ_Al_3.2
Upper Guyandotte River | 2032 | WV0093211 | 010 | Rum Creek | WV-OGU-10 | Rum Creek | WVOG-70 | -81.8955 | 37.8147 | BANDMILL COAL CORPORATION | 1993-11-23 | 1 | 0 |  | 1 | 1.57 | 2.73 | 0.43 | 0.75 | 2 | 3.47 | Unimpaired - Delete | 3.2_Al | Surface | Tech | Surface_Tech_3.2_Al | Surface_Tech_3.2_Al | Fe_Tech_Al_3.2
Upper Guyandotte River | 2003 | WV0093211 | 013 | Dingess Run | WV-OGU-4-A | Bandmill Hollow (Righthand Fork) | WVOG-68-A | -81.9246 | 37.8275 | BANDMILL COAL CORPORATION | 2001-02-26 | 0.5 | 9.21 |  | 9.71 | 1.42 | 2.46 | 0.43 | 0.75 | 2 | 3.47 | Unimpaired - Delete | 3.2_Al | Surface | WQ | Surface_WQ_3.2_Al | Surface_WQ_3.2_Al | Fe_WQ_Al_3.2
Upper Guyandotte River | 2026 | WV0093211 | 016 | Rum Creek | WV-OGU-10 | Rum Creek | WVOG-70 | -81.9163 | 37.81 | BANDMILL COAL CORPORATION | 2004-06-28 | 8.83 | 0 |  | 8.83 | 0.28 | 0.48 | 0.43 | 0.75 | 1 | 1.73 | Unimpaired - Delete | 3.2_Al | Surface | 1.0 in Trout | Surface_1.0 in Trout_3.2_Al | Surface_1.0 in Trout_3.2_Al | Fe_WQ_Al_3.2
Upper Guyandotte River | 2026 | WV0093211 | 017 | Rum Creek | WV-OGU-10 | Rum Creek | WVOG-70 | -81.9309 | 37.8116 | BANDMILL COAL CORPORATION | 2004-06-28 | 7.15 | 0 |  | 7.15 | 0.22 | 0.38 | 0.43 | 0.75 | 1 | 1.73 | Unimpaired - Delete | 3.2_Al | Surface | 1.0 in Trout | Surface_1.0 in Trout_3.2_Al | Surface_1.0 in Trout_3.2_Al | Fe_WQ_Al_3.2
Upper Guyandotte River | 2027 | WV0093211 | 018 | Rum Creek | WV-OGU-10-B | Right Hand Fork/Rum Creek | WVOG-70-A | -81.9107 | 37.8113 | BANDMILL COAL CORPORATION | 2015-10-09 | 60.69 | 0 |  | 60.69 | 1.57 | 2073 | 0.43 | 0.75 | 2 | 3.47 | Unimpaired - Delete | 3.2_Al | Surface | Tech | Surface_Tech_3.2_Al | Surface_Tech_3.2_Al | Fe_Tech_Al_3.2
Upper Guyandotte River | 2090 | WV0095699 | 001 | Buffalo Creek | WV-OGU-27 | Buffalo Creek | WVOG-75 | -81.6481 | 37.7982 | GREENBRIER MINERALS, LLC | 1988-09-13 | 176.13 | 89.87 |  | 266 | 2.12 | 3.68 | 3 | 6 | 2 | 3.47 | Unimpaired - Delete | 3.2_Al | Surface | Tech | Surface_Tech_3.2_Al | Surface_Tech_3.2_Al | Fe_Tech_Al_3.2
Upper Guyandotte River | 2090 | WV0095699 | 005 | Buffalo Creek | WV-OGU-27 | Buffalo Creek | WVOG-75 | -81.6659 | 37.7998 | GREENBRIER MINERALS, LLC | 1988-09-13 | 6.4 | 6 |  | 12.4 | 2.12 | 3.68 | 3 | 6 | 2 | 3.47 | Unimpaired - Delete | 3.2_Al | Surface | Tech | Surface_Tech_3.2_Al | Surface_Tech_3.2_Al | Fe_Tech_Al_3.2
Upper Guyandotte River | 2088 | WV0095699 | 006 | Buffalo Creek | WV-OGU-27-Y-1 | Middle Fork/Buffalo Creek | WVOG-75-L-1 | -81.6661 | 37.799 | GREENBRIER MINERALS, LLC | 1988-09-13 | 10.8 | 0 |  | 10.8 | 2.12 | 3.68 | 3 | 6 | 2 | 3.47 | Model - Surface | 3.2_Al | Surface | Tech | Surface_Tech_3.2_Al | Surface_Tech_3.2_Al | Fe_Tech_Al_3.2
Upper Guyandotte River | 2086 | WV0095699 | 007 | Buffalo Creek | WV-OGU-27 | Buffalo Creek | WVOG-75 | -81.6726 | 37.8002 | GREENBRIER MINERALS, LLC | 1988-09-13 | 6.3 | 0 |  | 6.3 | 2.12 | 3.68 | 1.51 | 2.62 | 2 | 3.47 | Unimpaired - Delete | 3.2_Al | Surface | Tech | Surface_Tech_3.2_Al | Surface_Tech_3.2_Al | Fe_Tech_Al_3.2
Upper Guyandotte River | 1024 | WV0095753 | 003 | Island Creek | WV-OGU-1-B-3-G | Pine Gap Branch | WVOG-65-B-2-D | -82.0455 | 37.7694 | COAL-MAC, INC. DBA PHOENIX COAL-MAC MINING, INC. | 1996-08-19 | 7 | 6.21 |  | 13.21 | 2.28 | 3.94 | 0.43 | 0.75 | 2 | 4 | Unimpaired - Delete | 3.2_Al | Surface | Tech | Surface_Tech_3.2_Al | Surface_Tech_3.2_Al | Fe_Tech_Al_3.2
Upper Guyandotte River | 1024 | WV0095753 | 004 | Island Creek | WV-OGU-1-B-3-G | Pine Gap Branch | WVOG-65-B-2-D | -82.0466 | 37.7716 | COAL-MAC, INC. DBA PHOENIX COAL-MAC MINING, INC. | 1996-08-19 | 1 | 10.84 |  | 11.84 | 2.28 | 3.94 | 0.43 | 0.75 | 2 | 4 | Unimpaired - Delete | 3.2_Al | Surface | Tech | Surface_Tech_3.2_Al | Surface_Tech_3.2_Al | Fe_Tech_Al_3.2
Upper Guyandotte River | 2088 | WV0096156 | 002 | Buffalo Creek | WV-OGU-27-Y-1 | Middle Fork/Buffalo Creek | WVOG-75-L-1 | -81.6631 | 37.7963 | GREENBRIER MINERALS, LLC | 1989-03-09 | 64.8 | 116 |  | 180.8 | 2.12 | 3.68 | 0.43 | 0.75 | 2 | 3.47 | Model - Surface | 3.2_Al | Surface | Tech | Surface_Tech_3.2_Al | Surface_Tech_3.2_Al | Fe_Tech_Al_3.2
Upper Guyandotte River | 1064 | WV0096229 | 001 | Island Creek | WV-OGU-1-V | Cow Creek | WVOG-65-J | -82.0201 | 37.7303 | SPARTAN MINING COMPANY | 1989-08-10 | 1.24 | 0 |  | 1.24 | 3 | 5.26 | 0.43 | 0.75 | 2 | 3.47 | Unimpaired - Delete | 3.2_Al | Surface | Tech | Surface_Tech_3.2_Al | Surface_Tech_3.2_Al | Fe_Tech_Al_3.2
Upper Guyandotte River | 1064 | WV0096229 | 002 | Island Creek | WV-OGU-1-V | Cow Creek | WVOG-65-J | -82.0211 | 37.7301 | SPARTAN MINING COMPANY | 1994-08-22 | 1.74 | 0 |  | 1.74 | 3 | 5.26 | 0.43 | 0.75 | 2 | 3.47 | Unimpaired - Delete | 3.2_Al | Surface | Tech | Surface_Tech_3.2_Al | Surface_Tech_3.2_Al | Fe_Tech_Al_3.2
Upper Guyandotte River | 1070 | WV0096229 | 003 | Island Creek | WV-OGU-1-X | Littles Creek | WVOG-65-K | -82.0042 | 37.7211 | SPARTAN MINING COMPANY | 2000-01-03 | 5.76 | 0 |  | 5.76 | 3 | 5.26 | 0.43 | 0.75 | 2 | 3.47 | Unimpaired - Delete | 3.2_Al | Surface | Tech | Surface_Tech_3.2_Al | Surface_Tech_3.2_Al | Fe_Tech_Al_3.2
Upper Guyandotte River | 1070 | WV0096229 | 004 | Island Creek | WV-OGU-1-X | Littles Creek | WVOG-65-K | -82.0037 | 37.72 | SPARTAN MINING COMPANY | 2006-05-17 | 1.53 | 4.03 |  | 5.56 | 3 | 5.26 | 0.43 | 0.75 | 2 | 3.47 | Unimpaired - Delete | 3.2_Al | Surface | Tech | Surface_Tech_3.2_Al | Surface_Tech_3.2_Al | Fe_Tech_Al_3.2
Upper Guyandotte River | 1070 | WV0096229 | 005 | Island Creek | WV-OGU-1-X | Littles Creek | WVOG-65-K | -82.0044 | 37.7225 | SPARTAN MINING COMPANY | 2006-05-17 | 5.05 | 22.51 |  | 27.56 | 3 | 5.26 | 0.43 | 0.75 | 2 | 3.47 | Unimpaired - Delete | 3.2_Al | Surface | Tech | Surface_Tech_3.2_Al | Surface_Tech_3.2_Al | Fe_Tech_Al_3.2
Upper Guyandotte River | 1070 | WV0096229 | 006 | Island Creek | WV-OGU-1-X | Littles Creek | WVOG-65-K | -82.0045 | 37.7231 | SPARTAN MINING COMPANY | 2006-05-17 | 5.05 | 22.51 |  | 27.56 | 3 | 5.26 | 0.43 | 0.75 | 2 | 3.47 | Unimpaired - Delete | 3.2_Al | Surface | Tech | Surface_Tech_3.2_Al | Surface_Tech_3.2_Al | Fe_Tech_Al_3.2
Upper Guyandotte River | 1070 | WV0096229 | 007 | Island Creek | WV-OGU-1-X | Littles Creek | WVOG-65-K | -82.0021 | 37.7251 | SPARTAN MINING COMPANY | 2006-05-17 | 1.86 | 0 |  | 1.86 | 3 | 5.26 | 0.43 | 0.75 | 2 | 3.47 | Unimpaired - Delete | 3.2_Al | Surface | Tech | Surface_Tech_3.2_Al | Surface_Tech_3.2_Al | Fe_Tech_Al_3.2
Upper Guyandotte River | 2170 | WV0096253 | 004 | Gilbert Creek | WV-OGU-47-B | Horsepen Creek | WVOG-89-B | -81.9726 | 37.644 | BROOKS RUN SOUTH MINING, LLC | 1993-12-28 | 4.54 | 188.36 |  | 192.9 | 1.42 | 2.46 | 0.43 | 0.75 | 1 | 1.73 | Unimpaired - Delete | 3.2_Al | Surface | WQ | Surface_WQ_3.2_Al | Surface_WQ_3.2_Al | Fe_WQ_Al_3.2
Upper Guyandotte River | 1079 | WV0096253 | 009 | Island Creek | WV-OGU-1-AC | Upper Dempsey Branch | WVOG-65-O | -81.9932 | 37.6818 | BROOKS RUN SOUTH MINING, LLC | 1996-03-22 | 0.01 | 0 | 1.67 | 0.01 | 1.42 | 2.46 | 0.43 | 0.75 | 1 | 1.73 | Unimpaired - Delete | 3.2_Al | DMR | WQ | DMR_WQ_3.2_Al | DMR_WQ_3.2_Al | DMR Only
Upper Guyandotte River | 2170 | WV0096253 | 013 | Gilbert Creek | WV-OGU-47-B | Horsepen Creek | WVOG-89-B | -81.9723 | 37.6446 | BROOKS RUN SOUTH MINING, LLC | 2016-06-15 | 0 | 186.9 |  | 186.9 | 1.42 | 2.46 | 0.43 | 0.75 | 2 | 3.47 | Unimpaired - Delete | 3.2_Al | Surface | WQ | Surface_WQ_3.2_Al | Surface_WQ_3.2_Al | Fe_WQ_Al_3.2
Upper Guyandotte River | 2068 | WV0096393 | 001 | Buffalo Creek | WV-OGU-27 | Buffalo Creek | WVOG-75 | -81.8163 | 37.7808 | GUYANDOTTE MINING, LLC | 1989-06-08 | 6.39 | 0 |  | 6.39 | 1.52 | 2.63 | 1.32 | 2.29 | 2 | 3.47 | Unimpaired - Delete | 3.2_Al | Surface | Tech | Surface_Tech_3.2_Al | Surface_Tech_3.2_Al | Fe_Tech_Al_3.2
Upper Guyandotte River | 2068 | WV0096393 | 002 | Buffalo Creek | WV-OGU-27 | Buffalo Creek | WVOG-75 | -81.815 | 37.7788 | GUYANDOTTE MINING, LLC | 1989-06-08 | 150.25 | 311.15 |  | 461.4 | 1.52 | 2.63 | 1.32 | 2.29 | 2 | 3.47 | Unimpaired - Delete | 3.2_Al | Surface | Tech | Surface_Tech_3.2_Al | Surface_Tech_3.2_Al | Fe_Tech_Al_3.2
Upper Guyandotte River | 2068 | WV0096393 | 003 | Buffalo Creek | WV-OGU-27 | Buffalo Creek | WVOG-75 | -81.8176 | 37.7771 | GUYANDOTTE MINING, LLC | 1989-06-08 | 8.09 | 0 |  | 8.09 | 1.52 | 2.63 | 1.32 | 2.29 | 2 | 3.47 | Unimpaired - Delete | 3.2_Al | Surface | Tech | Surface_Tech_3.2_Al | Surface_Tech_3.2_Al | Fe_Tech_Al_3.2
Upper Guyandotte River | 2068 | WV0096393 | 004 | Buffalo Creek | WV-OGU-27 | Buffalo Creek | WVOG-75 | -81.8169 | 37.7815 | GUYANDOTTE MINING, LLC | 1994-07-01 | 3.13 | 18.69 |  | 21.82 | 1.52 | 2.63 | 1.32 | 2.29 | 2 | 3.47 | Unimpaired - Delete | 3.2_Al | Surface | Tech | Surface_Tech_3.2_Al | Surface_Tech_3.2_Al | Fe_Tech_Al_3.2
Upper Guyandotte River | 4086 | WV0097446 | 001 | Pinnacle Creek | WV-OGU-108-M-4-A | UNT/Jenny Branch RM 0.67 | WVOG-124-E-1-A | -81.4834 | 37.5154 | NUFAC MINING COMPANY INC | 1991-06-13 | 59.75 | 161.25 |  | 221 | 1.42 | 2.46 | 0.43 | 0.75 | 2 | 3.47 | Unimpaired - Delete | 3.2_Al | Surface | WQ | Surface_WQ_3.2_Al | Surface_WQ_3.2_Al | Fe_WQ_Al_3.2
Upper Guyandotte River | 4088 | WV0097446 | 002 | Pinnacle Creek | WV-OGU-108-M | Little White Oak Creek | WVOG-124-E | -81.4734 | 37.5091 | NUFAC MINING COMPANY INC | 1991-06-13 | 35.9 | 41.1 |  | 77 | 1.42 | 2.46 | 0.43 | 0.75 | 2 | 3.47 | Unimpaired - Delete | 3.2_Al | Surface | WQ | Surface_WQ_3.2_Al | Surface_WQ_3.2_Al | Fe_WQ_Al_3.2
Upper Guyandotte River | 4088 | WV0097446 | 003 | Pinnacle Creek | WV-OGU-108-M | Little White Oak Creek | WVOG-124-E | -81.4694 | 37.5092 | NUFAC MINING COMPANY INC | 1991-06-13 | 28.64 | 39.36 |  | 68 | 1.42 | 2.46 | 0.43 | 0.75 | 2 | 3.47 | Unimpaired - Delete | 3.2_Al | Surface | WQ | Surface_WQ_3.2_Al | Surface_WQ_3.2_Al | Fe_WQ_Al_3.2
Upper Guyandotte River | 4088 | WV0097446 | 004 | Pinnacle Creek | WV-OGU-108-M | Little White Oak Creek | WVOG-124-E | -81.4634 | 37.5097 | NUFAC MINING COMPANY INC | 1991-06-13 | 12.57 | 96.43 |  | 109 | 1.42 | 2.46 | 0.43 | 0.75 | 2 | 3.47 | Unimpaired - Delete | 3.2_Al | Surface | WQ | Surface_WQ_3.2_Al | Surface_WQ_3.2_Al | Fe_WQ_Al_3.2
Upper Guyandotte River | 4092 | WV0097446 | 005 | Pinnacle Creek | WV-OGU-108-T | Laurel Branch/Pinnacle Creek | WVOG-124-H | -81.4525 | 37.5071 | NUFAC MINING COMPANY INC | 1991-06-13 | 30.66 | 105.34 |  | 136 | 1.42 | 2.46 | 0.43 | 0.75 | 2 | 3.47 | Unimpaired - Delete | 3.2_Al | Surface | WQ | Surface_WQ_3.2_Al | Surface_WQ_3.2_Al | Fe_WQ_Al_3.2
Upper Guyandotte River | 4040 | WV0097446 | 007 | Indian Creek | WV-OGU-84 | Indian Creek | WVOG-110 | -81.4715 | 37.4901 | NUFAC MINING COMPANY INC | 1991-06-13 | 72 | 130 |  | 202 | 1.42 | 2.46 | 0.43 | 0.75 | 2 | 3.47 | Unimpaired - Delete | 3.2_Al | Surface | WQ | Surface_WQ_3.2_Al | Surface_WQ_3.2_Al | Fe_WQ_Al_3.2
Upper Guyandotte River | 4040 | WV0097446 | 008 | Indian Creek | WV-OGU-84 | Indian Creek | WVOG-110 | -81.4746 | 37.4983 | NUFAC MINING COMPANY INC | 1991-06-13 | 26.06 | 159.94 |  | 186 | 1.42 | 2.46 | 0.43 | 0.75 | 2 | 3.47 | Unimpaired - Delete | 3.2_Al | Surface | WQ | Surface_WQ_3.2_Al | Surface_WQ_3.2_Al | Fe_WQ_Al_3.2
Upper Guyandotte River | 4040 | WV0097446 | 009 | Indian Creek | WV-OGU-84 | Indian Creek | WVOG-110 | -81.4836 | 37.4966 | NUFAC MINING COMPANY INC | 1991-06-13 | 72.5 | 88.5 |  | 161 | 1.42 | 2.46 | 0.43 | 0.75 | 2 | 3.47 | Unimpaired - Delete | 3.2_Al | Surface | WQ | Surface_WQ_3.2_Al | Surface_WQ_3.2_Al | Fe_WQ_Al_3.2
Upper Guyandotte River | 4040 | WV0097446 | 010 | Indian Creek | WV-OGU-84 | Indian Creek | WVOG-110 | -81.4865 | 37.4965 | NUFAC MINING COMPANY INC | 1991-06-13 | 43.55 | 0 |  | 43.55 | 3 | 5.26 | 0.43 | 0.75 | 2 | 3.47 | Unimpaired - Delete | 3.2_Al | Surface | Tech | Surface_Tech_3.2_Al | Surface_Tech_3.2_Al | Fe_Tech_Al_3.2
Upper Guyandotte River | 4040 | WV0097446 | 011 | Indian Creek | WV-OGU-84 | Indian Creek | WVOG-110 | -81.4874 | 37.4958 | NUFAC MINING COMPANY INC | 1991-06-13 | 1.98 | 0 |  | 1.98 | 3 | 5.26 | 0.43 | 0.75 | 2 | 3.47 | Unimpaired - Delete | 3.2_Al | Surface | Tech | Surface_Tech_3.2_Al | Surface_Tech_3.2_Al | Fe_Tech_Al_3.2
Upper Guyandotte River | 4040 | WV0097446 | 012 | Indian Creek | WV-OGU-84 | Indian Creek | WVOG-110 | -81.4876 | 37.4943 | NUFAC MINING COMPANY INC | 1991-06-13 | 1.81 | 0 |  | 1.81 | 3 | 5.26 | 0.43 | 0.75 | 2 | 3.47 | Unimpaired - Delete | 3.2_Al | Surface | Tech | Surface_Tech_3.2_Al | Surface_Tech_3.2_Al | Fe_Tech_Al_3.2
Upper Guyandotte River | 4040 | WV0097446 | 013 | Indian Creek | WV-OGU-84 | Indian Creek | WVOG-110 | -81.4874 | 37.4933 | NUFAC MINING COMPANY INC | 1991-06-13 | 1.06 | 0 |  | 1.06 | 3 | 5.26 | 0.43 | 0.75 | 2 | 3.47 | Unimpaired - Delete | 3.2_Al | Surface | Tech | Surface_Tech_3.2_Al | Surface_Tech_3.2_Al | Fe_Tech_Al_3.2
Upper Guyandotte River | 4039 | WV0097446 | 014 | Indian Creek | WV-OGU-84 | Indian Creek | WVOG-110 | -81.4891 | 37.4931 | NUFAC MINING COMPANY INC | 1991-06-13 | 2.43 | 0 |  | 2.43 | 3 | 5.26 | 0.43 | 0.75 | 2 | 3.47 | Unimpaired - Delete | 3.2_Al | Surface | Tech | Surface_Tech_3.2_Al | Surface_Tech_3.2_Al | Fe_Tech_Al_3.2
Upper Guyandotte River | 4040 | WV0097446 | 015 | Indian Creek | WV-OGU-84 | Indian Creek | WVOG-110 | -81.4579 | 37.4825 | NUFAC MINING COMPANY INC | 1991-06-13 | 2.2 | 0 |  | 2.2 | 3 | 5.26 | 0.43 | 0.75 | 2 | 3.47 | Unimpaired - Delete | 3.2_Al | Surface | Tech | Surface_Tech_3.2_Al | Surface_Tech_3.2_Al | Fe_Tech_Al_3.2
Upper Guyandotte River | 4039 | WV0097446 | 016 | Indian Creek | WV-OGU-84 | Indian Creek | WVOG-110 | -81.49 | 37.4929 | NUFAC MINING COMPANY INC | 1991-06-13 | 1.7 | 0 |  | 1.7 | 3 | 5.26 | 0.43 | 0.75 | 2 | 3.47 | Unimpaired - Delete | 3.2_Al | Surface | Tech | Surface_Tech_3.2_Al | Surface_Tech_3.2_Al | Fe_Tech_Al_3.2
Upper Guyandotte River | 4039 | WV0097446 | 017 | Indian Creek | WV-OGU-84 | Indian Creek | WVOG-110 | -81.4903 | 37.4935 | NUFAC MINING COMPANY INC | 1991-06-13 | 0.68 | 0 |  | 0.68 | 3 | 5.26 | 0.43 | 0.75 | 2 | 3.47 | Unimpaired - Delete | 3.2_Al | Surface | Tech | Surface_Tech_3.2_Al | Surface_Tech_3.2_Al | Fe_Tech_Al_3.2
Upper Guyandotte River | 4039 | WV0097446 | 018 | Indian Creek | WV-OGU-84 | Indian Creek | WVOG-110 | -81.4898 | 37.4943 | NUFAC MINING COMPANY INC | 1991-06-13 | 1.96 | 0 |  | 1.96 | 3 | 5.26 | 0.43 | 0.75 | 2 | 3.47 | Unimpaired - Delete | 3.2_Al | Surface | Tech | Surface_Tech_3.2_Al | Surface_Tech_3.2_Al | Fe_Tech_Al_3.2
Upper Guyandotte River | 4039 | WV0097446 | 019 | Indian Creek | WV-OGU-84 | Indian Creek | WVOG-110 | -81.4891 | 37.4953 | NUFAC MINING COMPANY INC | 1991-06-13 | 3.02 | 0 |  | 3.02 | 3 | 5.26 | 0.43 | 0.75 | 2 | 3.47 | Unimpaired - Delete | 3.2_Al | Surface | Tech | Surface_Tech_3.2_Al | Surface_Tech_3.2_Al | Fe_Tech_Al_3.2
Upper Guyandotte River | 4039 | WV0097446 | 020 | Indian Creek | WV-OGU-84 | Indian Creek | WVOG-110 | -81.4884 | 37.4964 | NUFAC MINING COMPANY INC | 1991-06-13 | 2.74 | 0 |  | 2.74 | 3 | 5.26 | 0.43 | 0.75 | 2 | 3.47 | Unimpaired - Delete | 3.2_Al | Surface | Tech | Surface_Tech_3.2_Al | Surface_Tech_3.2_Al | Fe_Tech_Al_3.2
Upper Guyandotte River | 4039 | WV0097446 | 021 | Indian Creek | WV-OGU-84 | Indian Creek | WVOG-110 | -81.4899 | 37.4962 | NUFAC MINING COMPANY INC | 1991-06-13 | 4.48 | 0 |  | 4.48 | 3 | 5.26 | 0.43 | 0.75 | 2 | 3.47 | Unimpaired - Delete | 3.2_Al | Surface | Tech | Surface_Tech_3.2_Al | Surface_Tech_3.2_Al | Fe_Tech_Al_3.2
Upper Guyandotte River | 4039 | WV0097446 | 022 | Indian Creek | WV-OGU-84 | Indian Creek | WVOG-110 | -81.4892 | 37.4982 | NUFAC MINING COMPANY INC | 1991-06-13 | 9.46 | 0 |  | 9.46 | 3 | 5.26 | 0.43 | 0.75 | 2 | 3.47 | Unimpaired - Delete | 3.2_Al | Surface | Tech | Surface_Tech_3.2_Al | Surface_Tech_3.2_Al | Fe_Tech_Al_3.2
Upper Guyandotte River | 4039 | WV0097446 | 023 | Indian Creek | WV-OGU-84 | Indian Creek | WVOG-110 | -81.4901 | 37.4993 | NUFAC MINING COMPANY INC | 1991-06-13 | 4.25 | 0 |  | 4.25 | 3 | 5.26 | 0.43 | 0.75 | 2 | 3.47 | Unimpaired - Delete | 3.2_Al | Surface | Tech | Surface_Tech_3.2_Al | Surface_Tech_3.2_Al | Fe_Tech_Al_3.2
Upper Guyandotte River | 4039 | WV0097446 | 024 | Indian Creek | WV-OGU-84 | Indian Creek | WVOG-110 | -81.4905 | 37.5003 | NUFAC MINING COMPANY INC | 1991-06-13 | 4.21 | 0 |  | 4.21 | 3 | 5.26 | 0.43 | 0.75 | 2 | 3.47 | Unimpaired - Delete | 3.2_Al | Surface | Tech | Surface_Tech_3.2_Al | Surface_Tech_3.2_Al | Fe_Tech_Al_3.2
Upper Guyandotte River | 4098 | WV0097446 | 025 | Pinnacle Creek | WV-OGU-108-Z-1-C | UNT/Payne Branch RM 1.37 | WVOG-124-J-1-C | -81.4585 | 37.4894 | NUFAC MINING COMPANY INC | 1991-06-13 | 12.01 | 3.11 |  | 15.12 | 3 | 5.26 | 0.43 | 0.75 | 2 | 3.47 | Unimpaired - Delete | 3.2_Al | Surface | Tech | Surface_Tech_3.2_Al | Surface_Tech_3.2_Al | Fe_Tech_Al_3.2
Upper Guyandotte River | 4039 | WV0097446 | 026 | Indian Creek | WV-OGU-84 | Indian Creek | WVOG-110 | -81.4913 | 37.5016 | NUFAC MINING COMPANY INC | 1991-06-13 | 4.87 | 0 |  | 4.87 | 3 | 5.26 | 0.43 | 0.75 | 2 | 3.47 | Unimpaired - Delete | 3.2_Al | Surface | Tech | Surface_Tech_3.2_Al | Surface_Tech_3.2_Al | Fe_Tech_Al_3.2
Upper Guyandotte River | 4039 | WV0097446 | 027 | Indian Creek | WV-OGU-84 | Indian Creek | WVOG-110 | -81.4908 | 37.5025 | NUFAC MINING COMPANY INC | 1991-06-13 | 2.64 | 0 |  | 2.64 | 3 | 5.26 | 0.43 | 0.75 | 2 | 3.47 | Unimpaired - Delete | 3.2_Al | Surface | Tech | Surface_Tech_3.2_Al | Surface_Tech_3.2_Al | Fe_Tech_Al_3.2
Upper Guyandotte River | 4039 | WV0097446 | 028 | Indian Creek | WV-OGU-84 | Indian Creek | WVOG-110 | -81.4921 | 37.5032 | NUFAC MINING COMPANY INC | 1991-06-13 | 6.72 | 0 |  | 6.72 | 3 | 5.26 | 0.43 | 0.75 | 2 | 3.47 | Unimpaired - Delete | 3.2_Al | Surface | Tech | Surface_Tech_3.2_Al | Surface_Tech_3.2_Al | Fe_Tech_Al_3.2
Upper Guyandotte River | 4039 | WV0097446 | 029 | Indian Creek | WV-OGU-84 | Indian Creek | WVOG-110 | -81.492 | 37.5043 | NUFAC MINING COMPANY INC | 1991-06-13 | 4.81 | 0 |  | 4.81 | 3 | 5.26 | 0.43 | 0.75 | 2 | 3.47 | Unimpaired - Delete | 3.2_Al | Surface | Tech | Surface_Tech_3.2_Al | Surface_Tech_3.2_Al | Fe_Tech_Al_3.2
Upper Guyandotte River | 4039 | WV0097446 | 030 | Indian Creek | WV-OGU-84 | Indian Creek | WVOG-110 | -81.4908 | 37.5051 | NUFAC MINING COMPANY INC | 1991-06-13 | 4.42 | 0 |  | 4.42 | 3 | 5.26 | 0.43 | 0.75 | 2 | 3.47 | Unimpaired - Delete | 3.2_Al | Surface | Tech | Surface_Tech_3.2_Al | Surface_Tech_3.2_Al | Fe_Tech_Al_3.2
Upper Guyandotte River | 4039 | WV0097446 | 031 | Indian Creek | WV-OGU-84 | Indian Creek | WVOG-110 | -81.4921 | 37.5056 | NUFAC MINING COMPANY INC | 1991-06-13 | 6.11 | 0 |  | 6.11 | 3 | 5.26 | 0.43 | 0.75 | 2 | 3.47 | Unimpaired - Delete | 3.2_Al | Surface | Tech | Surface_Tech_3.2_Al | Surface_Tech_3.2_Al | Fe_Tech_Al_3.2
Upper Guyandotte River | 4086 | WV0097446 | 032 | Pinnacle Creek | WV-OGU-108-M-4-A | UNT/Jenny Branch RM 0.67 | WVOG-124-E-1-A | -81.4894 | 37.5065 | NUFAC MINING COMPANY INC | 1991-06-13 | 5.56 | 0 |  | 5.56 | 3 | 5.26 | 0.43 | 0.75 | 2 | 3.47 | Unimpaired - Delete | 3.2_Al | Surface | Tech | Surface_Tech_3.2_Al | Surface_Tech_3.2_Al | Fe_Tech_Al_3.2
Upper Guyandotte River | 4086 | WV0097446 | 033 | Pinnacle Creek | WV-OGU-108-M-4-A | UNT/Jenny Branch RM 0.67 | WVOG-124-E-1-A | -81.4882 | 37.5076 | NUFAC MINING COMPANY INC | 1991-06-13 | 1.98 | 0 |  | 1.98 | 3 | 5.26 | 0.43 | 0.75 | 2 | 3.47 | Unimpaired - Delete | 3.2_Al | Surface | Tech | Surface_Tech_3.2_Al | Surface_Tech_3.2_Al | Fe_Tech_Al_3.2
Upper Guyandotte River | 4086 | WV0097446 | 034 | Pinnacle Creek | WV-OGU-108-M-4-A | UNT/Jenny Branch RM 0.67 | WVOG-124-E-1-A | -81.4871 | 37.5083 | NUFAC MINING COMPANY INC | 1991-06-13 | 2.54 | 0 |  | 2.54 | 3 | 5.26 | 0.43 | 0.75 | 2 | 3.47 | Unimpaired - Delete | 3.2_Al | Surface | Tech | Surface_Tech_3.2_Al | Surface_Tech_3.2_Al | Fe_Tech_Al_3.2
Upper Guyandotte River | 4086 | WV0097446 | 035 | Pinnacle Creek | WV-OGU-108-M-4-A | UNT/Jenny Branch RM 0.67 | WVOG-124-E-1-A | -81.4858 | 37.5103 | NUFAC MINING COMPANY INC | 1991-06-13 | 41.68 | 0 |  | 41.68 | 3 | 5.26 | 0.43 | 0.75 | 2 | 3.47 | Unimpaired - Delete | 3.2_Al | Surface | Tech | Surface_Tech_3.2_Al | Surface_Tech_3.2_Al | Fe_Tech_Al_3.2
Upper Guyandotte River | 4088 | WV0097446 | 036 | Pinnacle Creek | WV-OGU-108-M | Little White Oak Creek | WVOG-124-E | -81.4765 | 37.5097 | NUFAC MINING COMPANY INC | 1991-06-13 | 1.48 | 0 |  | 1.48 | 3 | 5.26 | 0.43 | 0.75 | 2 | 3.47 | Unimpaired - Delete | 3.2_Al | Surface | Tech | Surface_Tech_3.2_Al | Surface_Tech_3.2_Al | Fe_Tech_Al_3.2
Upper Guyandotte River | 4088 | WV0097446 | 037 | Pinnacle Creek | WV-OGU-108-M | Little White Oak Creek | WVOG-124-E | -81.4771 | 37.5088 | NUFAC MINING COMPANY INC | 1991-06-13 | 1.14 | 0 |  | 1.14 | 3 | 5.26 | 0.43 | 0.75 | 2 | 3.47 | Unimpaired - Delete | 3.2_Al | Surface | Tech | Surface_Tech_3.2_Al | Surface_Tech_3.2_Al | Fe_Tech_Al_3.2
Upper Guyandotte River | 4088 | WV0097446 | 038 | Pinnacle Creek | WV-OGU-108-M | Little White Oak Creek | WVOG-124-E | -81.4777 | 37.508 | NUFAC MINING COMPANY INC | 1991-06-13 | 25.85 | 0 |  | 25.85 | 3 | 5.26 | 0.43 | 0.75 | 2 | 3.47 | Unimpaired - Delete | 3.2_Al | Surface | Tech | Surface_Tech_3.2_Al | Surface_Tech_3.2_Al | Fe_Tech_Al_3.2
Upper Guyandotte River | 4088 | WV0097446 | 039 | Pinnacle Creek | WV-OGU-108-M | Little White Oak Creek | WVOG-124-E | -81.4656 | 37.506 | NUFAC MINING COMPANY INC | 1991-06-13 | 36.96 | 0 |  | 36.96 | 3 | 5.26 | 0.43 | 0.75 | 2 | 3.47 | Unimpaired - Delete | 3.2_Al | Surface | Tech | Surface_Tech_3.2_Al | Surface_Tech_3.2_Al | Fe_Tech_Al_3.2
Upper Guyandotte River | 4088 | WV0097446 | 040 | Pinnacle Creek | WV-OGU-108-M | Little White Oak Creek | WVOG-124-E | -81.4661 | 37.5074 | NUFAC MINING COMPANY INC | 1991-06-13 | 18.48 | 0 |  | 18.48 | 3 | 5.26 | 0.43 | 0.75 | 2 | 3.47 | Unimpaired - Delete | 3.2_Al | Surface | Tech | Surface_Tech_3.2_Al | Surface_Tech_3.2_Al | Fe_Tech_Al_3.2
Upper Guyandotte River | 4095 | WV0097446 | 041 | Pinnacle Creek | WV-OGU-108 | Pinnacle Creek | WVOG-124 | -81.4491 | 37.5034 | NUFAC MINING COMPANY INC | 1991-06-13 | 11.47 | 0 |  | 11.47 | 3 | 5.26 | 0.43 | 0.75 | 2 | 3.47 | Unimpaired - Delete | 3.2_Al | Surface | Tech | Surface_Tech_3.2_Al | Surface_Tech_3.2_Al | Fe_Tech_Al_3.2
Upper Guyandotte River | 4095 | WV0097446 | 042 | Pinnacle Creek | WV-OGU-108 | Pinnacle Creek | WVOG-124 | -81.4503 | 37.5033 | NUFAC MINING COMPANY INC | 1991-06-13 | 2.82 | 0 |  | 2.82 | 3 | 5.26 | 0.43 | 0.75 | 2 | 3.47 | Unimpaired - Delete | 3.2_Al | Surface | Tech | Surface_Tech_3.2_Al | Surface_Tech_3.2_Al | Fe_Tech_Al_3.2
Upper Guyandotte River | 4095 | WV0097446 | 043 | Pinnacle Creek | WV-OGU-108 | Pinnacle Creek | WVOG-124 | -81.4503 | 37.5024 | NUFAC MINING COMPANY INC | 1991-06-13 | 2.05 | 0 |  | 2.05 | 3 | 5.26 | 0.43 | 0.75 | 2 | 3.47 | Unimpaired - Delete | 3.2_Al | Surface | Tech | Surface_Tech_3.2_Al | Surface_Tech_3.2_Al | Fe_Tech_Al_3.2
Upper Guyandotte River | 4095 | WV0097446 | 044 | Pinnacle Creek | WV-OGU-108 | Pinnacle Creek | WVOG-124 | -81.4514 | 37.5018 | NUFAC MINING COMPANY INC | 1991-06-13 | 7.45 | 0 |  | 7.45 | 3 | 5.26 | 0.43 | 0.75 | 2 | 3.47 | Unimpaired - Delete | 3.2_Al | Surface | Tech | Surface_Tech_3.2_Al | Surface_Tech_3.2_Al | Fe_Tech_Al_3.2
Upper Guyandotte River | 4095 | WV0097446 | 045 | Pinnacle Creek | WV-OGU-108 | Pinnacle Creek | WVOG-124 | -81.4526 | 37.5006 | NUFAC MINING COMPANY INC | 1991-06-13 | 4.79 | 0 |  | 4.79 | 3 | 5.26 | 0.43 | 0.75 | 2 | 3.47 | Unimpaired - Delete | 3.2_Al | Surface | Tech | Surface_Tech_3.2_Al | Surface_Tech_3.2_Al | Fe_Tech_Al_3.2
Upper Guyandotte River | 4095 | WV0097446 | 046 | Pinnacle Creek | WV-OGU-108 | Pinnacle Creek | WVOG-124 | -81.4524 | 37.4997 | NUFAC MINING COMPANY INC | 1991-06-13 | 6.35 | 0 |  | 6.35 | 3 | 5.26 | 0.43 | 0.75 | 2 | 3.47 | Unimpaired - Delete | 3.2_Al | Surface | Tech | Surface_Tech_3.2_Al | Surface_Tech_3.2_Al | Fe_Tech_Al_3.2
Upper Guyandotte River | 4040 | WV0097446 | 048 | Indian Creek | WV-OGU-84 | Indian Creek | WVOG-110 | -81.4656 | 37.4905 | NUFAC MINING COMPANY INC | 1991-06-13 | 7.47 | 0 |  | 7.47 | 3 | 5.26 | 0.43 | 0.75 | 2 | 3.47 | Unimpaired - Delete | 3.2_Al | Surface | Tech | Surface_Tech_3.2_Al | Surface_Tech_3.2_Al | Fe_Tech_Al_3.2
Upper Guyandotte River | 4040 | WV0097446 | 049 | Indian Creek | WV-OGU-84 | Indian Creek | WVOG-110 | -81.4673 | 37.4902 | NUFAC MINING COMPANY INC | 1991-06-13 | 70.64 | 0 |  | 70.64 | 3 | 5.26 | 0.43 | 0.75 | 2 | 3.47 | Unimpaired - Delete | 3.2_Al | Surface | Tech | Surface_Tech_3.2_Al | Surface_Tech_3.2_Al | Fe_Tech_Al_3.2
Upper Guyandotte River | 4040 | WV0097446 | 050 | Indian Creek | WV-OGU-84 | Indian Creek | WVOG-110 | -81.4699 | 37.4953 | NUFAC MINING COMPANY INC | 1991-06-13 | 42.55 | 0 |  | 42.55 | 3 | 5.26 | 0.43 | 0.75 | 2 | 3.47 | Unimpaired - Delete | 3.2_Al | Surface | Tech | Surface_Tech_3.2_Al | Surface_Tech_3.2_Al | Fe_Tech_Al_3.2
Upper Guyandotte River | 4040 | WV0097446 | 051 | Indian Creek | WV-OGU-84 | Indian Creek | WVOG-110 | -81.4709 | 37.4949 | NUFAC MINING COMPANY INC | 1991-06-13 | 5.44 | 0 |  | 5.44 | 3 | 5.26 | 0.43 | 0.75 | 2 | 3.47 | Unimpaired - Delete | 3.2_Al | Surface | Tech | Surface_Tech_3.2_Al | Surface_Tech_3.2_Al | Fe_Tech_Al_3.2
Upper Guyandotte River | 4040 | WV0097446 | 052 | Indian Creek | WV-OGU-84 | Indian Creek | WVOG-110 | -81.4721 | 37.4944 | NUFAC MINING COMPANY INC | 1991-06-13 | 4.1 | 0 |  | 4.1 | 3 | 5.26 | 0.43 | 0.75 | 2 | 3.47 | Unimpaired - Delete | 3.2_Al | Surface | Tech | Surface_Tech_3.2_Al | Surface_Tech_3.2_Al | Fe_Tech_Al_3.2
Upper Guyandotte River | 4040 | WV0097446 | 053 | Indian Creek | WV-OGU-84 | Indian Creek | WVOG-110 | -81.4733 | 37.494 | NUFAC MINING COMPANY INC | 1991-06-13 | 3.77 | 0 |  | 3.77 | 3 | 5.26 | 0.43 | 0.75 | 2 | 3.47 | Unimpaired - Delete | 3.2_Al | Surface | Tech | Surface_Tech_3.2_Al | Surface_Tech_3.2_Al | Fe_Tech_Al_3.2
Upper Guyandotte River | 4040 | WV0097446 | 054 | Indian Creek | WV-OGU-84 | Indian Creek | WVOG-110 | -81.4744 | 37.4935 | NUFAC MINING COMPANY INC | 1991-06-13 | 1.55 | 0 |  | 1.55 | 3 | 5.26 | 0.43 | 0.75 | 2 | 3.47 | Unimpaired - Delete | 3.2_Al | Surface | Tech | Surface_Tech_3.2_Al | Surface_Tech_3.2_Al | Fe_Tech_Al_3.2
Upper Guyandotte River | 4040 | WV0097446 | 055 | Indian Creek | WV-OGU-84 | Indian Creek | WVOG-110 | -81.4743 | 37.4947 | NUFAC MINING COMPANY INC | 1991-06-13 | 1.55 | 0 |  | 1.55 | 3 | 5.26 | 0.43 | 0.75 | 2 | 3.47 | Unimpaired - Delete | 3.2_Al | Surface | Tech | Surface_Tech_3.2_Al | Surface_Tech_3.2_Al | Fe_Tech_Al_3.2
Upper Guyandotte River | 4040 | WV0097446 | 056 | Indian Creek | WV-OGU-84 | Indian Creek | WVOG-110 | -81.4732 | 37.4959 | NUFAC MINING COMPANY INC | 1991-06-13 | 3.6 | 0 |  | 3.6 | 3 | 5.26 | 0.43 | 0.75 | 2 | 3.47 | Unimpaired - Delete | 3.2_Al | Surface | Tech | Surface_Tech_3.2_Al | Surface_Tech_3.2_Al | Fe_Tech_Al_3.2
Upper Guyandotte River | 4040 | WV0097446 | 057 | Indian Creek | WV-OGU-84 | Indian Creek | WVOG-110 | -81.4721 | 37.4967 | NUFAC MINING COMPANY INC | 1991-06-13 | 57.57 | 0 |  | 57.57 | 3 | 5.26 | 0.43 | 0.75 | 2 | 3.47 | Unimpaired - Delete | 3.2_Al | Surface | Tech | Surface_Tech_3.2_Al | Surface_Tech_3.2_Al | Fe_Tech_Al_3.2
Upper Guyandotte River | 4040 | WV0097446 | 058 | Indian Creek | WV-OGU-84 | Indian Creek | WVOG-110 | -81.477 | 37.4991 | NUFAC MINING COMPANY INC | 1991-06-13 | 23.96 | 0 |  | 23.96 | 3 | 5.26 | 0.43 | 0.75 | 2 | 3.47 | Unimpaired - Delete | 3.2_Al | Surface | Tech | Surface_Tech_3.2_Al | Surface_Tech_3.2_Al | Fe_Tech_Al_3.2
Upper Guyandotte River | 4040 | WV0097446 | 059 | Indian Creek | WV-OGU-84 | Indian Creek | WVOG-110 | -81.4786 | 37.4975 | NUFAC MINING COMPANY INC | 1991-06-13 | 3.34 | 0 |  | 3.34 | 3 | 5.26 | 0.43 | 0.75 | 2 | 3.47 | Unimpaired - Delete | 3.2_Al | Surface | Tech | Surface_Tech_3.2_Al | Surface_Tech_3.2_Al | Fe_Tech_Al_3.2
Upper Guyandotte River | 4040 | WV0097446 | 060 | Indian Creek | WV-OGU-84 | Indian Creek | WVOG-110 | -81.48 | 37.4959 | NUFAC MINING COMPANY INC | 1991-06-13 | 2.11 | 0 |  | 2.11 | 3 | 5.26 | 0.43 | 0.75 | 2 | 3.47 | Unimpaired - Delete | 3.2_Al | Surface | Tech | Surface_Tech_3.2_Al | Surface_Tech_3.2_Al | Fe_Tech_Al_3.2
Upper Guyandotte River | 4040 | WV0097446 | 061 | Indian Creek | WV-OGU-84 | Indian Creek | WVOG-110 | -81.4803 | 37.497 | NUFAC MINING COMPANY INC | 1991-06-13 | 1.68 | 0 |  | 1.68 | 3 | 5.26 | 0.43 | 0.75 | 2 | 3.47 | Unimpaired - Delete | 3.2_Al | Surface | Tech | Surface_Tech_3.2_Al | Surface_Tech_3.2_Al | Fe_Tech_Al_3.2
Upper Guyandotte River | 4040 | WV0097446 | 062 | Indian Creek | WV-OGU-84 | Indian Creek | WVOG-110 | -81.4795 | 37.4979 | NUFAC MINING COMPANY INC | 1991-06-13 | 1.63 | 0 |  | 1.63 | 3 | 5.26 | 0.43 | 0.75 | 2 | 3.47 | Unimpaired - Delete | 3.2_Al | Surface | Tech | Surface_Tech_3.2_Al | Surface_Tech_3.2_Al | Fe_Tech_Al_3.2
Upper Guyandotte River | 4040 | WV0097446 | 063 | Indian Creek | WV-OGU-84 | Indian Creek | WVOG-110 | -81.4788 | 37.4993 | NUFAC MINING COMPANY INC | 1991-06-13 | 2.85 | 0 |  | 2.85 | 3 | 5.26 | 0.43 | 0.75 | 2 | 3.47 | Unimpaired - Delete | 3.2_Al | Surface | Tech | Surface_Tech_3.2_Al | Surface_Tech_3.2_Al | Fe_Tech_Al_3.2
Upper Guyandotte River | 4040 | WV0097446 | 064 | Indian Creek | WV-OGU-84 | Indian Creek | WVOG-110 | -81.4811 | 37.4986 | NUFAC MINING COMPANY INC | 1991-06-13 | 15.17 | 0 |  | 15.17 | 3 | 5.26 | 0.43 | 0.75 | 2 | 3.47 | Unimpaired - Delete | 3.2_Al | Surface | Tech | Surface_Tech_3.2_Al | Surface_Tech_3.2_Al | Fe_Tech_Al_3.2
Upper Guyandotte River | 4086 | WV0097446 | 065 | Pinnacle Creek | WV-OGU-108-M-4-A | UNT/Jenny Branch RM 0.67 | WVOG-124-E-1-A | -81.4793 | 37.5142 | NUFAC MINING COMPANY INC | 2001-05-31 | 12.19 | 0 |  | 12.19 | 3 | 5.26 | 0.43 | 0.75 | 2 | 3.47 | Unimpaired - Delete | 3.2_Al | Surface | Tech | Surface_Tech_3.2_Al | Surface_Tech_3.2_Al | Fe_Tech_Al_3.2
Upper Guyandotte River | 4088 | WV0097446 | 066 | Pinnacle Creek | WV-OGU-108-M | Little White Oak Creek | WVOG-124-E | -81.4746 | 37.5164 | NUFAC MINING COMPANY INC | 2001-05-31 | 4.71 | 0 |  | 4.71 | 3 | 5.26 | 0.43 | 0.75 | 2 | 3.47 | Unimpaired - Delete | 3.2_Al | Surface | Tech | Surface_Tech_3.2_Al | Surface_Tech_3.2_Al | Fe_Tech_Al_3.2
Upper Guyandotte River | 4088 | WV0097446 | 067 | Pinnacle Creek | WV-OGU-108-M | Little White Oak Creek | WVOG-124-E | -81.4751 | 37.512 | NUFAC MINING COMPANY INC | 2001-05-31 | 2.49 | 0 |  | 2.49 | 3 | 5.26 | 0.43 | 0.75 | 2 | 3.47 | Unimpaired - Delete | 3.2_Al | Surface | Tech | Surface_Tech_3.2_Al | Surface_Tech_3.2_Al | Fe_Tech_Al_3.2
Upper Guyandotte River | 4086 | WV0097446 | 068 | Pinnacle Creek | WV-OGU-108-M-4-A | UNT/Jenny Branch RM 0.67 | WVOG-124-E-1-A | -81.4898 | 37.509 | NUFAC MINING COMPANY INC | 2001-05-31 | 6.45 | 4.2 |  | 10.65 | 3 | 5.26 | 0.43 | 0.75 | 2 | 3.47 | Unimpaired - Delete | 3.2_Al | Surface | Tech | Surface_Tech_3.2_Al | Surface_Tech_3.2_Al | Fe_Tech_Al_3.2
Upper Guyandotte River | 4086 | WV0097446 | 069 | Pinnacle Creek | WV-OGU-108-M-4-A | UNT/Jenny Branch RM 0.67 | WVOG-124-E-1-A | -81.489 | 37.5111 | NUFAC MINING COMPANY INC | 2001-05-31 | 9.8 | 1.6 |  | 11.4 | 3 | 5.26 | 0.43 | 0.75 | 2 | 3.47 | Unimpaired - Delete | 3.2_Al | Surface | Tech | Surface_Tech_3.2_Al | Surface_Tech_3.2_Al | Fe_Tech_Al_3.2
Upper Guyandotte River | 4086 | WV0097446 | 070 | Pinnacle Creek | WV-OGU-108-M-4-A | UNT/Jenny Branch RM 0.67 | WVOG-124-E-1-A | -81.4881 | 37.5134 | NUFAC MINING COMPANY INC | 2001-05-31 | 7.74 | 0 |  | 7.74 | 3 | 5.26 | 0.43 | 0.75 | 2 | 3.47 | Unimpaired - Delete | 3.2_Al | Surface | Tech | Surface_Tech_3.2_Al | Surface_Tech_3.2_Al | Fe_Tech_Al_3.2
Upper Guyandotte River | 4087 | WV0097446 | 071 | Pinnacle Creek | WV-OGU-108-M-4 | Jenny Branch | WVOG-124-E-1 | -81.493 | 37.5143 | NUFAC MINING COMPANY INC | 2001-05-31 | 12 | 0 |  | 12 | 3 | 5.26 | 0.43 | 0.75 | 2 | 3.47 | Unimpaired - Delete | 3.2_Al | Surface | Tech | Surface_Tech_3.2_Al | Surface_Tech_3.2_Al | Fe_Tech_Al_3.2
Upper Guyandotte River | 4087 | WV0097446 | 072 | Pinnacle Creek | WV-OGU-108-M-4 | Jenny Branch | WVOG-124-E-1 | -81.4948 | 37.5124 | NUFAC MINING COMPANY INC | 2001-05-31 | 13.87 | 5.55 |  | 19.42 | 3 | 5.26 | 0.43 | 0.75 | 2 | 3.47 | Unimpaired - Delete | 3.2_Al | Surface | Tech | Surface_Tech_3.2_Al | Surface_Tech_3.2_Al | Fe_Tech_Al_3.2
Upper Guyandotte River | 4087 | WV0097446 | 073 | Pinnacle Creek | WV-OGU-108-M-4 | Jenny Branch | WVOG-124-E-1 | -81.4977 | 37.5108 | NUFAC MINING COMPANY INC | 2001-05-31 | 5.6 | 13.43 |  | 19.03 | 3 | 5.26 | 0.43 | 0.75 | 2 | 3.47 | Unimpaired - Delete | 3.2_Al | Surface | Tech | Surface_Tech_3.2_Al | Surface_Tech_3.2_Al | Fe_Tech_Al_3.2
Upper Guyandotte River | 4039 | WV0097446 | 074 | Indian Creek | WV-OGU-84 | Indian Creek | WVOG-110 | -81.4961 | 37.5051 | NUFAC MINING COMPANY INC | 2001-05-31 | 13.44 | 24.9 |  | 38.34 | 3 | 5.26 | 0.43 | 0.75 | 2 | 3.47 | Unimpaired - Delete | 3.2_Al | Surface | Tech | Surface_Tech_3.2_Al | Surface_Tech_3.2_Al | Fe_Tech_Al_3.2
Upper Guyandotte River | 2200 | WV0097969 | 001 | Little Huff Creek | WV-OGU-54-M | Buffalo Creek | WVOG-92-K | -81.7804 | 37.5207 | H & S COAL CO | 1986-09-25 | 4.66 | 13.81 | 0.01 | 18.47 | 3 | 5.26 | 0.43 | 0.75 | 2 | 3.47 | Unimpaired - Delete | 3.2_Al | DMR and Landuse | Tech | DMR and Landuse_Tech_3.2_Al | DMR and Landuse_Tech_3.2_Al | Fe_Tech_Al_3.2
Upper Guyandotte River | 2038 | WV0099520 | 001 | Rum Creek | WV-OGU-10-J | Big Lick Branch | WVOG-70-E | -81.8333 | 37.806 | ERP ENVIRONMENTAL FUND, INC. | 1990-10-11 | 517.71 | 47 |  | 564.71 | 1.42 | 2.46 | 0.87 | 1.52 | 2 | 3.47 | Unimpaired - Delete | 3.2_Al | Surface | WQ | Surface_WQ_3.2_Al | Surface_WQ_3.2_Al | Fe_WQ_Al_3.2
Upper Guyandotte River | 2068 | WV0099520 | 002 | Buffalo Creek | WV-OGU-27 | Buffalo Creek | WVOG-75 | -81.8313 | 37.7727 | ERP ENVIRONMENTAL FUND, INC. | 1990-10-11 | 192.5 | 557.5 |  | 750 | 1.42 | 2.46 | 1.91 | 3.31 | 2 | 3.47 | Unimpaired - Delete | 3.2_Al | Surface | WQ | Surface_WQ_3.2_Al | Surface_WQ_3.2_Al | Fe_WQ_Al_3.2
Upper Guyandotte River | 2068 | WV0099520 | 004 | Buffalo Creek | WV-OGU-27 | Buffalo Creek | WVOG-75 | -81.8264 | 37.7819 | ERP ENVIRONMENTAL FUND, INC. | 1996-04-24 | 18.96 | -8.66 |  | 10.3 | 1.52 | 2.63 | 3 | 6 | 2 | 3.47 | Unimpaired - Delete | 3.2_Al | Surface | Tech | Surface_Tech_3.2_Al | Surface_Tech_3.2_Al | Fe_Tech_Al_3.2
Upper Guyandotte River | 2068 | WV0099520 | 005 | Buffalo Creek | WV-OGU-27 | Buffalo Creek | WVOG-75 | -81.8284 | 37.7852 | ERP ENVIRONMENTAL FUND, INC. | 1996-04-24 | 9.2 | 0 |  | 9.2 | 1.52 | 2.63 | 1.52 | 2.63 | 2 | 3.47 | Unimpaired - Delete | 3.2_Al | Surface | Tech | Surface_Tech_3.2_Al | Surface_Tech_3.2_Al | Fe_Tech_Al_3.2
Upper Guyandotte River | 2068 | WV0099520 | 006 | Buffalo Creek | WV-OGU-27 | Buffalo Creek | WVOG-75 | -81.8304 | 37.786 | ERP ENVIRONMENTAL FUND, INC. | 1996-04-24 | 11.3 | 0 |  | 11.3 | 1.52 | 2.63 | 1.52 | 2.63 | 2 | 3.47 | Unimpaired - Delete | 3.2_Al | Surface | Tech | Surface_Tech_3.2_Al | Surface_Tech_3.2_Al | Fe_Tech_Al_3.2
Upper Guyandotte River | 2068 | WV0099520 | 007 | Buffalo Creek | WV-OGU-27 | Buffalo Creek | WVOG-75 | -81.832 | 37.7865 | ERP ENVIRONMENTAL FUND, INC. | 1996-04-24 | 11.9 | 0 |  | 11.9 | 1.52 | 2.63 | 1.52 | 2.63 | 2 | 3.47 | Unimpaired - Delete | 3.2_Al | Surface | Tech | Surface_Tech_3.2_Al | Surface_Tech_3.2_Al | Fe_Tech_Al_3.2
Upper Guyandotte River | 2068 | WV0099520 | 008 | Buffalo Creek | WV-OGU-27 | Buffalo Creek | WVOG-75 | -81.8301 | 37.7891 | ERP ENVIRONMENTAL FUND, INC. | 1996-04-24 | 210.32 | 0 |  | 210.32 | 1.52 | 2.63 | 1.52 | 2.63 | 2 | 3.47 | Unimpaired - Delete | 3.2_Al | Surface | Tech | Surface_Tech_3.2_Al | Surface_Tech_3.2_Al | Fe_Tech_Al_3.2
Upper Guyandotte River | 2068 | WV0099520 | 009 | Buffalo Creek | WV-OGU-27 | Buffalo Creek | WVOG-75 | -81.8272 | 37.7893 | ERP ENVIRONMENTAL FUND, INC. | 1996-04-24 | 37.75 | 0 |  | 37.75 | 1.52 | 2.63 | 1.52 | 2.63 | 2 | 3.47 | Unimpaired - Delete | 3.2_Al | Surface | Tech | Surface_Tech_3.2_Al | Surface_Tech_3.2_Al | Fe_Tech_Al_3.2
Upper Guyandotte River | 2068 | WV0099520 | 010 | Buffalo Creek | WV-OGU-27 | Buffalo Creek | WVOG-75 | -81.8247 | 37.79 | ERP ENVIRONMENTAL FUND, INC. | 1996-04-24 | 5.21 | 0 |  | 5.21 | 1.52 | 2.63 | 3 | 6 | 2 | 3.47 | Unimpaired - Delete | 3.2_Al | Surface | Tech | Surface_Tech_3.2_Al | Surface_Tech_3.2_Al | Fe_Tech_Al_3.2
Upper Guyandotte River | 2069 | WV0099520 | 011 | Buffalo Creek | WV-OGU-27-I | Proctor Hollow (Mudlick Branch) | WVOG-75-C.5 | -81.8266 | 37.7922 | ERP ENVIRONMENTAL FUND, INC. | 1996-04-24 | 51.7 | 0 |  | 51.7 | 1.52 | 2.63 | 3 | 6 | 2 | 3.47 | Unimpaired - Delete | 3.2_Al | Surface | Tech | Surface_Tech_3.2_Al | Surface_Tech_3.2_Al | Fe_Tech_Al_3.2
Upper Guyandotte River | 2069 | WV0099520 | 013 | Buffalo Creek | WV-OGU-27-I | Proctor Hollow (Mudlick Branch) | WVOG-75-C.5 | -81.8174 | 37.7922 | ERP ENVIRONMENTAL FUND, INC. | 1996-04-24 | 24.9 | 0 |  | 24.9 | 1.52 | 2.63 | 3 | 6 | 2 | 3.47 | Unimpaired - Delete | 3.2_Al | Surface | Tech | Surface_Tech_3.2_Al | Surface_Tech_3.2_Al | Fe_Tech_Al_3.2
Upper Guyandotte River | 2070 | WV0099520 | 014 | Buffalo Creek | WV-OGU-27-I-1 | UNT/Proctor Hollow RM 0.54 | WVOG-75-C.5-1 | -81.8184 | 37.7944 | ERP ENVIRONMENTAL FUND, INC. | 1996-04-24 | 40.58 | 0 |  | 40.58 | 1.52 | 2.63 | 3 | 6 | 2 | 3.47 | Unimpaired - Delete | 3.2_Al | Surface | Tech | Surface_Tech_3.2_Al | Surface_Tech_3.2_Al | Fe_Tech_Al_3.2
Upper Guyandotte River | 2070 | WV0099520 | 015 | Buffalo Creek | WV-OGU-27-I-1 | UNT/Proctor Hollow RM 0.54 | WVOG-75-C.5-1 | -81.8175 | 37.797 | ERP ENVIRONMENTAL FUND, INC. | 1996-04-24 | 7.1 | 0 |  | 7.1 | 1.52 | 2.63 | 3 | 6 | 2 | 3.47 | Unimpaired - Delete | 3.2_Al | Surface | Tech | Surface_Tech_3.2_Al | Surface_Tech_3.2_Al | Fe_Tech_Al_3.2
Upper Guyandotte River | 2070 | WV0099520 | 016 | Buffalo Creek | WV-OGU-27-I-1 | UNT/Proctor Hollow RM 0.54 | WVOG-75-C.5-1 | -81.8171 | 37.7997 | ERP ENVIRONMENTAL FUND, INC. | 1996-04-24 | 29.2 | 0 |  | 29.2 | 1.52 | 2.63 | 3 | 6 | 2 | 3.47 | Unimpaired - Delete | 3.2_Al | Surface | Tech | Surface_Tech_3.2_Al | Surface_Tech_3.2_Al | Fe_Tech_Al_3.2
Upper Guyandotte River | 2070 | WV0099520 | 017 | Buffalo Creek | WV-OGU-27-I-1 | UNT/Proctor Hollow RM 0.54 | WVOG-75-C.5-1 | -81.8151 | 37.8008 | ERP ENVIRONMENTAL FUND, INC. | 1996-04-24 | 17.43 | 0 |  | 17.43 | 1.52 | 2.63 | 3 | 6 | 2 | 3.47 | Unimpaired - Delete | 3.2_Al | Surface | Tech | Surface_Tech_3.2_Al | Surface_Tech_3.2_Al | Fe_Tech_Al_3.2
Upper Guyandotte River | 2039 | WV0099520 | 018 | Rum Creek | WV-OGU-10 | Rum Creek | WVOG-70 | -81.8166 | 37.8042 | ERP ENVIRONMENTAL FUND, INC. | 1996-04-24 | 33.06 | 0 |  | 33.06 | 1.52 | 2.63 | 3 | 6 | 2 | 3.47 | Unimpaired - Delete | 3.2_Al | Surface | Tech | Surface_Tech_3.2_Al | Surface_Tech_3.2_Al | Fe_Tech_Al_3.2
Upper Guyandotte River | 2039 | WV0099520 | 019 | Rum Creek | WV-OGU-10 | Rum Creek | WVOG-70 | -81.8205 | 37.8037 | ERP ENVIRONMENTAL FUND, INC. | 1996-04-24 | 28 | 0 |  | 28 | 1.52 | 2.63 | 3 | 6 | 2 | 3.47 | Unimpaired - Delete | 3.2_Al | Surface | Tech | Surface_Tech_3.2_Al | Surface_Tech_3.2_Al | Fe_Tech_Al_3.2
Upper Guyandotte River | 2039 | WV0099520 | 020 | Rum Creek | WV-OGU-10 | Rum Creek | WVOG-70 | -81.8209 | 37.8034 | ERP ENVIRONMENTAL FUND, INC. | 1996-04-24 | 34.05 | 0 |  | 34.05 | 1.52 | 2.63 | 3 | 6 | 2 | 3.47 | Unimpaired - Delete | 3.2_Al | Surface | Tech | Surface_Tech_3.2_Al | Surface_Tech_3.2_Al | Fe_Tech_Al_3.2
Upper Guyandotte River | 2039 | WV0099520 | 021 | Rum Creek | WV-OGU-10 | Rum Creek | WVOG-70 | -81.831 | 37.8089 | ERP ENVIRONMENTAL FUND, INC. | 1996-04-24 | 48.37 | 0 |  | 48.37 | 1.52 | 2.63 | 3 | 6 | 2 | 3.47 | Unimpaired - Delete | 3.2_Al | Surface | Tech | Surface_Tech_3.2_Al | Surface_Tech_3.2_Al | Fe_Tech_Al_3.2
Upper Guyandotte River | 2038 | WV0099520 | 022 | Rum Creek | WV-OGU-10-J | Big Lick Branch | WVOG-70-E | -81.8301 | 37.8052 | ERP ENVIRONMENTAL FUND, INC. | 1996-04-24 | 18.51 | 0 |  | 18.51 | 1.52 | 2.63 | 0.87 | 1.52 | 2 | 3.47 | Unimpaired - Delete | 3.2_Al | Surface | Tech | Surface_Tech_3.2_Al | Surface_Tech_3.2_Al | Fe_Tech_Al_3.2
Upper Guyandotte River | 2068 | WV0099520 | 023 | Buffalo Creek | WV-OGU-27 | Buffalo Creek | WVOG-75 | -81.8292 | 37.7816 | ERP ENVIRONMENTAL FUND, INC. | 2001-12-17 | 8.4 | 0 |  | 8.4 | 1.52 | 2.63 | 1.91 | 3.31 | 2 | 3.47 | Unimpaired - Delete | 3.2_Al | Surface | Tech | Surface_Tech_3.2_Al | Surface_Tech_3.2_Al | Fe_Tech_Al_3.2
Upper Guyandotte River | 2039 | WV0099520 | 025 | Rum Creek | WV-OGU-10 | Rum Creek | WVOG-70 | -81.8107 | 37.8038 | ERP ENVIRONMENTAL FUND, INC. | 2004-07-16 | 28.46 | 0 |  | 28.46 | 1.52 | 2.63 | 3 | 6 | 2 | 3.47 | Unimpaired - Delete | 3.2_Al | Surface | Tech | Surface_Tech_3.2_Al | Surface_Tech_3.2_Al | Fe_Tech_Al_3.2
Upper Guyandotte River | 2039 | WV0099520 | 026 | Rum Creek | WV-OGU-10 | Rum Creek | WVOG-70 | -81.8097 | 37.8038 | ERP ENVIRONMENTAL FUND, INC. | 2004-07-16 | 33.98 | 0 |  | 33.98 | 1.52 | 2.63 | 2.02 | 3.49 | 2 | 3.47 | Unimpaired - Delete | 3.2_Al | Surface | Tech | Surface_Tech_3.2_Al | Surface_Tech_3.2_Al | Fe_Tech_Al_3.2
Upper Guyandotte River | 2039 | WV0099520 | 027 | Rum Creek | WV-OGU-10 | Rum Creek | WVOG-70 | -81.8079 | 37.8054 | ERP ENVIRONMENTAL FUND, INC. | 2004-07-16 | 19.13 | 0 |  | 19.13 | 1.52 | 2.63 | 2.02 | 3.49 | 2 | 3.47 | Unimpaired - Delete | 3.2_Al | Surface | Tech | Surface_Tech_3.2_Al | Surface_Tech_3.2_Al | Fe_Tech_Al_3.2
Upper Guyandotte River | 2070 | WV0099520 | 028 | Buffalo Creek | WV-OGU-27-I-1 | UNT/Proctor Hollow RM 0.54 | WVOG-75-C.5-1 | -81.8144 | 37.8009 | ERP ENVIRONMENTAL FUND, INC. | 2004-07-16 | 19.84 | 0 |  | 19.84 | 1.52 | 2.63 | 3 | 6 | 2 | 3.47 | Unimpaired - Delete | 3.2_Al | Surface | Tech | Surface_Tech_3.2_Al | Surface_Tech_3.2_Al | Fe_Tech_Al_3.2
Upper Guyandotte River | 2070 | WV0099520 | 029 | Buffalo Creek | WV-OGU-27-I-1 | UNT/Proctor Hollow RM 0.54 | WVOG-75-C.5-1 | -81.8136 | 37.7991 | ERP ENVIRONMENTAL FUND, INC. | 2004-07-16 | 7.34 | 0 |  | 7.34 | 1.52 | 2.63 | 3 | 6 | 2 | 3.47 | Unimpaired - Delete | 3.2_Al | Surface | Tech | Surface_Tech_3.2_Al | Surface_Tech_3.2_Al | Fe_Tech_Al_3.2
Upper Guyandotte River | 2070 | WV0099520 | 030 | Buffalo Creek | WV-OGU-27-I-1 | UNT/Proctor Hollow RM 0.54 | WVOG-75-C.5-1 | -81.8112 | 37.797 | ERP ENVIRONMENTAL FUND, INC. | 2004-07-16 | 14.86 | 0 |  | 14.86 | 1.52 | 2.63 | 3 | 6 | 2 | 3.47 | Unimpaired - Delete | 3.2_Al | Surface | Tech | Surface_Tech_3.2_Al | Surface_Tech_3.2_Al | Fe_Tech_Al_3.2
Upper Guyandotte River | 2071 | WV0099520 | 031 | Buffalo Creek | WV-OGU-27-I | Proctor Hollow (Mudlick Branch) | WVOG-75-C.5 | -81.8085 | 37.7973 | ERP ENVIRONMENTAL FUND, INC. | 2004-07-16 | 9.4 | 0 |  | 9.4 | 1.52 | 2.63 | 3 | 6 | 2 | 3.47 | Unimpaired - Delete | 3.2_Al | Surface | Tech | Surface_Tech_3.2_Al | Surface_Tech_3.2_Al | Fe_Tech_Al_3.2
Upper Guyandotte River | 2071 | WV0099520 | 032 | Buffalo Creek | WV-OGU-27-I | Proctor Hollow (Mudlick Branch) | WVOG-75-C.5 | -81.8044 | 37.799 | ERP ENVIRONMENTAL FUND, INC. | 2004-07-16 | 11.65 | 0 |  | 11.65 | 1.52 | 2.63 | 3 | 6 | 2 | 3.47 | Unimpaired - Delete | 3.2_Al | Surface | Tech | Surface_Tech_3.2_Al | Surface_Tech_3.2_Al | Fe_Tech_Al_3.2
Upper Guyandotte River | 2071 | WV0099520 | 033 | Buffalo Creek | WV-OGU-27-I | Proctor Hollow (Mudlick Branch) | WVOG-75-C.5 | -81.8033 | 37.7998 | ERP ENVIRONMENTAL FUND, INC. | 2004-07-16 | 52.37 | 0 |  | 52.37 | 1.52 | 2.63 | 3 | 6 | 2 | 3.47 | Unimpaired - Delete | 3.2_Al | Surface | Tech | Surface_Tech_3.2_Al | Surface_Tech_3.2_Al | Fe_Tech_Al_3.2
Upper Guyandotte River | 2039 | WV0099520 | 036 | Rum Creek | WV-OGU-10 | Rum Creek | WVOG-70 | -81.8315 | 37.8112 | ERP ENVIRONMENTAL FUND, INC. | 2009-02-09 | 4 | 114 |  | 118 | 1.57 | 2.73 | 3 | 6 | 2 | 3.47 | Unimpaired - Delete | 3.2_Al | Surface | Tech | Surface_Tech_3.2_Al | Surface_Tech_3.2_Al | Fe_Tech_Al_3.2
Upper Guyandotte River | 2153 | WV0099643 | 001 | Guyandotte River (Upper) | WV-OGU-42 | Canebrake Branch | WVOG-86 | -81.8796 | 37.6569 | HAMPDEN COAL, LLC | 1985-06-25 | 4.75 | 0 |  | 4.75 | 3 | 5.26 | 0.43 | 0.75 | 2 | 3.47 | Unimpaired - Delete | 3.2_Al | Surface | Tech | Surface_Tech_3.2_Al | Surface_Tech_3.2_Al | Fe_Tech_Al_3.2
Upper Guyandotte River | 2151 | WV0099643 | 002 | Sylvia Branch | WV-OGU-38 | Sylvia Branch | WVOG-84 | -81.8706 | 37.6621 | HAMPDEN COAL, LLC | 1992-03-17 | 24.15 | 81.35 |  | 105.5 | 1.42 | 2.46 | 0.43 | 0.75 | 2 | 3.47 | Unimpaired - Delete | 3.2_Al | Surface | WQ | Surface_WQ_3.2_Al | Surface_WQ_3.2_Al | Fe_WQ_Al_3.2
Upper Guyandotte River | 2152 | WV0099643 | 004 | Guyandotte River (Upper) | WV-OGU | Guyandotte River (upper) | WVOG-up | -81.8713 | 37.6565 | HAMPDEN COAL, LLC | 1996-05-21 | 5.64 | 0 |  | 5.64 | 3 | 5.26 | 0.43 | 0.75 | 2 | 3.47 | Unimpaired - Delete | 3.2_Al | Surface | Tech | Surface_Tech_3.2_Al | Surface_Tech_3.2_Al | Fe_Tech_Al_3.2
Upper Guyandotte River | 2153 | WV0099643 | 005 | Guyandotte River (Upper) | WV-OGU-42 | Canebrake Branch | WVOG-86 | -81.877 | 37.6558 | HAMPDEN COAL, LLC | 1996-05-21 | 16.07 | 0 |  | 16.07 | 3 | 5.26 | 0.43 | 0.75 | 2 | 3.47 | Unimpaired - Delete | 3.2_Al | Surface | Tech | Surface_Tech_3.2_Al | Surface_Tech_3.2_Al | Fe_Tech_Al_3.2
Upper Guyandotte River | 2153 | WV0099643 | 006 | Guyandotte River (Upper) | WV-OGU-42 | Canebrake Branch | WVOG-86 | -81.8734 | 37.6554 | HAMPDEN COAL, LLC | 1996-05-21 | 5.64 | 0 |  | 5.64 | 3 | 5.26 | 0.43 | 0.75 | 2 | 3.47 | Unimpaired - Delete | 3.2_Al | Surface | Tech | Surface_Tech_3.2_Al | Surface_Tech_3.2_Al | Fe_Tech_Al_3.2
Upper Guyandotte River | 2153 | WV0099643 | 007 | Guyandotte River (Upper) | WV-OGU-42 | Canebrake Branch | WVOG-86 | -81.871 | 37.654 | HAMPDEN COAL, LLC | 1992-03-17 | 6.87 | 0 |  | 6.87 | 3 | 5.26 | 0.43 | 0.75 | 2 | 3.47 | Unimpaired - Delete | 3.2_Al | Surface | Tech | Surface_Tech_3.2_Al | Surface_Tech_3.2_Al | Fe_Tech_Al_3.2
Upper Guyandotte River | 2152 | WV0099643 | 008 | Guyandotte River (Upper) | WV-OGU | Guyandotte River (upper) | WVOG-up | -81.8714 | 37.6557 | HAMPDEN COAL, LLC | 1996-05-21 | 11.6 | 0 |  | 11.6 | 3 | 5.26 | 0.43 | 0.75 | 2 | 3.47 | Unimpaired - Delete | 3.2_Al | Surface | Tech | Surface_Tech_3.2_Al | Surface_Tech_3.2_Al | Fe_Tech_Al_3.2
Upper Guyandotte River | 2153 | WV0099643 | 009 | Guyandotte River (Upper) | WV-OGU-42 | Canebrake Branch | WVOG-86 | -81.867 | 37.6518 | HAMPDEN COAL, LLC | 2004-10-18 | 2.5 | 0 |  | 2.5 | 3 | 5.26 | 0.43 | 0.75 | 2 | 3.47 | Unimpaired - Delete | 3.2_Al | Surface | Tech | Surface_Tech_3.2_Al | Surface_Tech_3.2_Al | Fe_Tech_Al_3.2
Upper Guyandotte River | 2152 | WV0099643 | 010 | Guyandotte River (Upper) | WV-OGU | Guyandotte River (upper) | WVOG-up | -81.8669 | 37.6529 | HAMPDEN COAL, LLC | 2004-10-18 | 3.5 | 0 |  | 3.5 | 3 | 5.26 | 0.43 | 0.75 | 2 | 3.47 | Unimpaired - Delete | 3.2_Al | Surface | Tech | Surface_Tech_3.2_Al | Surface_Tech_3.2_Al | Fe_Tech_Al_3.2
Upper Guyandotte River | 5106 | WV1000063 | 002 | Stonecoal Creek | WV-OGU-141 | Stonecoal Creek | WVOG-139 | -81.2901 | 37.6275 | POCAHONTAS COAL COMPANY LLC | 1986-09-17 | 0.93 | 0 |  | 0.93 | 0.95 | 1.64 | 1.88 | 3.27 | 2 | 3.47 | Unimpaired - Delete | 3.2_Al | Surface | 1.0 in Trout | Surface_1.0 in Trout_3.2_Al | Surface_1.0 in Trout_3.2_Al | Fe_Trout_Al_3.2
Upper Guyandotte River | 5106 | WV1000063 | 004 | Stonecoal Creek | WV-OGU-141 | Stonecoal Creek | WVOG-139 | -81.2884 | 37.6269 | POCAHONTAS COAL COMPANY LLC | 1986-09-17 | 0.5 | 0 |  | 0.5 | 0.95 | 1.64 | 1.88 | 3.27 | 2 | 3.47 | Unimpaired - Delete | 3.2_Al | Surface | 1.0 in Trout | Surface_1.0 in Trout_3.2_Al | Surface_1.0 in Trout_3.2_Al | Fe_Trout_Al_3.2
Upper Guyandotte River | 5108 | WV1000063 | 005 | Stonecoal Creek | WV-OGU-141 | Stonecoal Creek | WVOG-139 | -81.2768 | 37.6269 | POCAHONTAS COAL COMPANY LLC | 1986-09-17 | 3.25 | 6.07 |  | 9.32 | 0.95 | 1.64 | 1.88 | 3.27 | 2 | 3.47 | Unimpaired - Delete | 3.2_Al | Surface | 1.0 in Trout | Surface_1.0 in Trout_3.2_Al | Surface_1.0 in Trout_3.2_Al | Fe_Trout_Al_3.2
Upper Guyandotte River | 5108 | WV1000063 | 006 | Stonecoal Creek | WV-OGU-141 | Stonecoal Creek | WVOG-139 | -81.276 | 37.6267 | POCAHONTAS COAL COMPANY LLC | 1986-09-17 | 2.51 | 0.91 |  | 3.42 | 0.95 | 1.64 | 1.88 | 3.27 | 2 | 3.47 | Unimpaired - Delete | 3.2_Al | Surface | 1.0 in Trout | Surface_1.0 in Trout_3.2_Al | Surface_1.0 in Trout_3.2_Al | Fe_Trout_Al_3.2
Upper Guyandotte River | 5108 | WV1000063 | 007 | Stonecoal Creek | WV-OGU-141 | Stonecoal Creek | WVOG-139 | -81.2755 | 37.6265 | POCAHONTAS COAL COMPANY LLC | 1986-09-17 | 32.18 | 97.38 |  | 129.56 | 0.95 | 1.64 | 1.88 | 3.27 | 2 | 3.47 | Unimpaired - Delete | 3.2_Al | Surface | 1.0 in Trout | Surface_1.0 in Trout_3.2_Al | Surface_1.0 in Trout_3.2_Al | Fe_Trout_Al_3.2
Upper Guyandotte River | 5106 | WV1000063 | 008 | Stonecoal Creek | WV-OGU-141 | Stonecoal Creek | WVOG-139 | -81.2889 | 37.6271 | POCAHONTAS COAL COMPANY LLC | 1986-09-17 | 0.01 | 1.74 |  | 1.75 | 0.95 | 1.64 | 1.88 | 3.27 | 2 | 3.47 | Unimpaired - Delete | 3.2_Al | Surface | 1.0 in Trout | Surface_1.0 in Trout_3.2_Al | Surface_1.0 in Trout_3.2_Al | Fe_Trout_Al_3.2
Upper Guyandotte River | 5110 | WV1021681 | 004 | Stonecoal Creek | WV-OGU-141 | Stonecoal Creek | WVOG-139 | -81.212 | 37.6368 | POCAHONTAS COAL COMPANY LLC | 2003-10-02 | 9.18 | 35.27 | 0.05 | 44.45 | 0.95 | 1.64 | 0.08 | 0.14 | 1.31 | 2.26 | Unimpaired - Delete | 0.75_Al | DMR and Landuse | 1.0 in Trout | DMR and Landuse_1.0 in Trout_0.75_Al | DMR and Landuse_1.0 in Trout_0.75_Al | Fe_Trout_Al_.75
Upper Guyandotte River | 5101 | WV1022601 | 010 | Stonecoal Creek | WV-OGU-141-B | Tommy Creek | WVOG-139-A | -81.2148 | 37.5859 | POCAHONTAS COAL COMPANY LLC | 2010-09-15 | 1.61 | 37.18 |  | 38.79 | 0.46 | 0.8 | 0.16 | 0.28 | 2 | 3.47 | Unimpaired - Delete | 0.75_Al | Surface | 1.0 in Trout | Surface_1.0 in Trout_0.75_Al | Surface_1.0 in Trout_0.75_Al | Fe_Trout_Al_.75
Upper Guyandotte River | 5099 | WV1027972 | 001 | Stonecoal Creek | WV-OGU-141-B | Tommy Creek | WVOG-139-A | -81.2648 | 37.5951 | POCAHONTAS COAL COMPANY LLC | 2016-06-07 | 17.15 | 0 | 0.78 | 17.15 | 0.51 | 0.89 | 0.08 | 0.14 | 2 | 3.47 | Unimpaired - Delete | 0.75_Al | DMR and Landuse | 1.0 in Trout | DMR and Landuse_1.0 in Trout_0.75_Al | DMR and Landuse_1.0 in Trout_0.75_Al | Fe_Trout_Al_.75
Upper Guyandotte River | 5099 | WV1026615 | 001 | Stonecoal Creek | WV-OGU-141-B | Tommy Creek | WVOG-139-A | -81.267 | 37.5907 | POCAHONTAS COAL COMPANY LLC | 2014-04-04 | 20.3 | 58.84 |  | 79.14 | 0.57 | 0.99 | 0.08 | 0.14 | 2 | 3.47 | Unimpaired - Delete | 0.75_Al | Surface | 1.0 in Trout | Surface_1.0 in Trout_0.75_Al | Surface_1.0 in Trout_0.75_Al | Fe_Trout_Al_.75
Upper Guyandotte River | 5099 | WV1022407 | 013 | Stonecoal Creek | WV-OGU-141-B | Tommy Creek | WVOG-139-A | -81.2523 | 37.5812 | POCAHONTAS COAL COMPANY LLC | 2008-04-30 | 4.6 | 35.8 |  | 40.4 | 0.59 | 1.01 | 0.08 | 0.14 | 2 | 3.47 | Unimpaired - Delete | 0.75_Al | Surface | 1.0 in Trout | Surface_1.0 in Trout_0.75_Al | Surface_1.0 in Trout_0.75_Al | Fe_Trout_Al_.75
Upper Guyandotte River | 5108 | WV1021681 | 009 | Stonecoal Creek | WV-OGU-141 | Stonecoal Creek | WVOG-139 | -81.2673 | 37.6234 | POCAHONTAS COAL COMPANY LLC | 2007-06-29 | 5.24 | 16.53 | 13.36 | 21.77 | 0.95 | 1.64 | 0.08 | 0.14 | 2 | 3.47 | Unimpaired - Delete | 0.75_Al | DMR and Landuse | 1.0 in Trout | DMR and Landuse_1.0 in Trout_0.75_Al | DMR and Landuse_1.0 in Trout_0.75_Al | Fe_Trout_Al_.75
Upper Guyandotte River | 1021 | WV1003712 | 020 | Island Creek | WV-OGU-1-B-3 | Whitman Creek | WVOG-65-B-2 | -82.0599 | 37.8013 | TRACE CREEK COAL COMPANY | 1991-11-13 | 4.96 | 0.25 |  | 5.21 | 2.28 | 3.94 | 0 | 0 | 0 | 0 | Unimpaired - Delete | 3.2_Al | Surface | Tech | Surface_Tech_3.2_Al | Surface_Tech_3.2_Al | Fe_Tech_Al_3.2
Upper Guyandotte River | 1022 | WV1003712 | 029 | Island Creek | WV-OGU-1-B-3-E | UNT/Whitman Creek RM 3.83 (Skifus Branch) | WVOG-65-B-2-C | -82.058 | 37.7954 | TRACE CREEK COAL COMPANY | 1997-02-04 | 2.14 | 0 |  | 2.14 | 2.28 | 3.94 | 0.89 | 1.54 | 2 | 3.47 | Unimpaired - Delete | 3.2_Al | Surface | Tech | Surface_Tech_3.2_Al | Surface_Tech_3.2_Al | Fe_Tech_Al_3.2
Upper Guyandotte River | 2131 | WV1004247 | 001 | Rockhouse Creek | WV-OGU-29-B | Oldhouse Branch | WVOG-77-A.5 | -81.8921 | 37.7103 | HAMPDEN COAL, LLC | 1987-05-26 | 1 | 0 | 0.06 | 1 | 3 | 5.26 | 0.4329 | 0.75 | 1 | 1.73 | Model - DMR | 3.2_Al | DMR | Tech | DMR_Tech_3.2_Al | DMR_Tech_3.2_Al | DMR Only
Upper Guyandotte River | 2126 | WV1004247 | 002 | Rockhouse Creek | WV-OGU-29 | Rockhouse Creek | WVOG-77 | -81.888 | 37.721 | HAMPDEN COAL, LLC | 1993-02-03 | 1 | 0 | 0.1 | 1 | 2.58 | 4.47 | 0.4329 | 0.75 | 1 | 1.73 | Unimpaired - Delete | 3.2_Al | DMR | Tech | DMR_Tech_3.2_Al | DMR_Tech_3.2_Al | DMR Only
Upper Guyandotte River | 2133 | WV1004361 | 001 | Rockhouse Creek | WV-OGU-29-C | Lefthand Fork/Rockhouse Creek | WVOG-77-D | -81.9085 | 37.7028 | HAMPDEN COAL, LLC | 1987-05-18 | 3.12 | 35.67 |  | 38.79 | 3 | 5.26 | 0.43 | 0.75 | 2 | 3.47 | Unimpaired - Delete | 3.2_Al | Surface | Tech | Surface_Tech_3.2_Al | Surface_Tech_3.2_Al | Fe_Tech_Al_3.2
Upper Guyandotte River | 2133 | WV1004361 | 002 | Rockhouse Creek | WV-OGU-29-C | Lefthand Fork/Rockhouse Creek | WVOG-77-D | -81.9079 | 37.7007 | HAMPDEN COAL, LLC | 1987-05-18 | 1 | 0 | 0.01 | 1 | 3 | 5.26 | 0.43 | 0.75 | 2 | 3.47 | Unimpaired - Delete | 3.2_Al | DMR | Tech | DMR_Tech_3.2_Al | DMR_Tech_3.2_Al | DMR Only
Upper Guyandotte River | 2133 | WV1004361 | 003 | Rockhouse Creek | WV-OGU-29-C | Lefthand Fork/Rockhouse Creek | WVOG-77-D | -81.9073 | 37.7043 | HAMPDEN COAL, LLC | 1994-04-21 | 0.16 | 0 | 0.01 | 0.16 | 3 | 5.26 | 0.43 | 0.75 | 2 | 3.47 | Unimpaired - Delete | 3.2_Al | DMR | Tech | DMR_Tech_3.2_Al | DMR_Tech_3.2_Al | DMR Only
Upper Guyandotte River | 2135 | WV1004361 | 004 | Rockhouse Creek | WV-OGU-29 | Rockhouse Creek | WVOG-77 | -81.9134 | 37.7057 | HAMPDEN COAL, LLC | 2008-07-29 | 2.3 | 14.3 |  | 16.6 | 1.42 | 2.46 | 0.43 | 0.75 | 1 | 1.73 | Unimpaired - Delete | 3.2_Al | Surface | WQ | Surface_WQ_3.2_Al | Surface_WQ_3.2_Al | Fe_WQ_Al_3.2
Upper Guyandotte River | 2135 | WV1004361 | 005 | Rockhouse Creek | WV-OGU-29 | Rockhouse Creek | WVOG-77 | -81.9098 | 37.7077 | HAMPDEN COAL, LLC | 2008-07-29 | 2 | 10.9 |  | 12.9 | 1.42 | 2.46 | 0.43 | 0.75 | 1 | 1.73 | Unimpaired - Delete | 3.2_Al | Surface | WQ | Surface_WQ_3.2_Al | Surface_WQ_3.2_Al | Fe_WQ_Al_3.2
Upper Guyandotte River | 2046 | WV1004611 | 002 | Guyandotte River (Upper) | WV-OGU | Guyandotte River (upper) | WVOG-up | -81.9401 | 37.7812 | ARACOMA COAL COMPANY INC | 1987-10-07 | 8.13 | 0 |  | 8.13 | 3 | 5.26 | 0.43 | 0.75 | 2 | 3.47 | Unimpaired - Delete | 3.2_Al | Surface | Tech | Surface_Tech_3.2_Al | Surface_Tech_3.2_Al | Fe_Tech_Al_3.2
Upper Guyandotte River | 2095 | WV1004671 | 006 | Huff Creek | WV-OGU-28-G | Sandlick Branch | WVOG-76-F | -81.7745 | 37.718 | RAMACO RESOURCES LLC | 1997-02-20 | 90 | 0 | 1 | 90 | 3 | 5.26 | 0.43 | 0.75 | 2 | 4 | Unimpaired - Delete | 3.2_Al | DMR | Tech | DMR_Tech_3.2_Al | DMR_Tech_3.2_Al | DMR Only
Upper Guyandotte River | 2146 | WV1004671 | 007 | Elk Creek | WV-OGU-34-M | Stonecoal Branch | WVOG-80-I | -81.7508 | 37.7083 | RAMACO RESOURCES LLC | 1997-02-20 | 4.88 | 5.25 |  | 10.13 | 1.42 | 2.46 | 1.69 | 2.93 | 2 | 3.47 | Unimpaired - Delete | 3.2_Al | Surface | WQ | Surface_WQ_3.2_Al | Surface_WQ_3.2_Al | Fe_WQ_Al_3.2
Upper Guyandotte River | 2146 | WV1004671 | 008 | Elk Creek | WV-OGU-34-M | Stonecoal Branch | WVOG-80-I | -81.7526 | 37.7119 | RAMACO RESOURCES LLC | 2013-08-29 | 2.09 | 8.62 |  | 10.71 | 0.95 | 1.64 | 0.28 | 0.48 | 2 | 3.47 | Unimpaired - Delete | 0.75_Al | Surface | WQ | Surface_WQ_0.75_Al | Surface_WQ_0.75_Al | Fe_WQ_Al_.75
Upper Guyandotte River | 2146 | WV1004671 | 009 | Elk Creek | WV-OGU-34-M | Stonecoal Branch | WVOG-80-I | -81.7534 | 37.7098 | RAMACO RESOURCES LLC | 2013-08-29 | 3.01 | 14.8 |  | 17.81 | 0.95 | 1.64 | 0.28 | 0.48 | 2 | 3.47 | Unimpaired - Delete | 0.75_Al | Surface | WQ | Surface_WQ_0.75_Al | Surface_WQ_0.75_Al | Fe_WQ_Al_.75
Upper Guyandotte River | 2147 | WV1004751 | 004 | Elk Creek | WV-OGU-34 | Elk Creek | WVOG-80 | -81.7454 | 37.6974 | RAMACO RESOURCES LLC | 1988-04-01 | 0 | 0 | 0.05 | 0 | 3 | 5.26 | 0.43 | 0.75 | 2 | 3.47 | Unimpaired - Delete | 3.2_Al | DMR | Tech | DMR_Tech_3.2_Al | DMR_Tech_3.2_Al | DMR Only
Upper Guyandotte River | 2147 | WV1004751 | 006 | Elk Creek | WV-OGU-34 | Elk Creek | WVOG-80 | -81.7408 | 37.6989 | RAMACO RESOURCES LLC | 1988-04-01 | 0 | 0 | 0.26 | 0 | 3 | 5.26 | 0.43 | 0.75 | 2 | 3.47 | Unimpaired - Delete | 3.2_Al | DMR | Tech | DMR_Tech_3.2_Al | DMR_Tech_3.2_Al | DMR Only
Upper Guyandotte River | 2147 | WV1004751 | 009 | Elk Creek | WV-OGU-34 | Elk Creek | WVOG-80 | -81.7437 | 37.6942 | RAMACO RESOURCES LLC | 1988-04-01 | 0 | 0 | 0.01 | 0 | 3 | 5.26 | 0.43 | 0.75 | 2 | 3.47 | Unimpaired - Delete | 3.2_Al | DMR | Tech | DMR_Tech_3.2_Al | DMR_Tech_3.2_Al | DMR Only
Upper Guyandotte River | 2147 | WV1004751 | 010 | Elk Creek | WV-OGU-34 | Elk Creek | WVOG-80 | -81.7473 | 37.6946 | RAMACO RESOURCES LLC | 2014-03-14 | 3.11 | 31.7 |  | 34.81 | 1.12 | 1.94 | 0.41 | 0.71 | 2 | 3.47 | Unimpaired - Delete | 0.75_Al | Surface | WQ | Surface_WQ_0.75_Al | Surface_WQ_0.75_Al | Fe_WQ_Al_.75
Upper Guyandotte River | 2147 | WV1004751 | 011 | Elk Creek | WV-OGU-34 | Elk Creek | WVOG-80 | -81.7479 | 37.6941 | RAMACO RESOURCES LLC | 2014-03-14 | 2.4 | 5.31 |  | 7.71 | 1.12 | 1.94 | 0.41 | 0.71 | 2 | 3.47 | Unimpaired - Delete | 0.75_Al | Surface | WQ | Surface_WQ_0.75_Al | Surface_WQ_0.75_Al | Fe_WQ_Al_.75
Upper Guyandotte River | 2147 | WV1004751 | 012 | Elk Creek | WV-OGU-34 | Elk Creek | WVOG-80 | -81.7493 | 37.6973 | RAMACO RESOURCES LLC | 2014-03-14 | 2.85 | 12.29 |  | 15.14 | 1.42 | 2.46 | 0.43 | 0.75 | 2 | 3.47 | Unimpaired - Delete | 3.2_Al | Surface | WQ | Surface_WQ_3.2_Al | Surface_WQ_3.2_Al | Fe_WQ_Al_3.2
Upper Guyandotte River | 2169 | WV1004760 | 001 | Gilbert Creek | WV-OGU-47-B-12 | Donaldson Branch | WVOG-89-B-6 | -81.9546 | 37.6443 | HAMPDEN COAL, LLC | 1988-11-01 | 0.2 | 0.1 |  | 0.3 | 2.73 | 4.73 | 0.43 | 0.75 | 2 | 3.47 | Unimpaired - Delete | 3.2_Al | Surface | Tech | Surface_Tech_3.2_Al | Surface_Tech_3.2_Al | Fe_Tech_Al_3.2
Upper Guyandotte River | 2169 | WV1004760 | 002 | Gilbert Creek | WV-OGU-47-B-12 | Donaldson Branch | WVOG-89-B-6 | -81.9538 | 37.6454 | HAMPDEN COAL, LLC | 1988-11-01 | 218.24 | 481.8 | 0.45 | 700.04 | 1.42 | 2.46 | 0.43 | 0.75 | 2 | 3.47 | Unimpaired - Delete | 3.2_Al | DMR and Landuse | WQ | DMR and Landuse_WQ_3.2_Al | DMR and Landuse_WQ_3.2_Al | Fe_WQ_Al_3.2
Upper Guyandotte River | 2171 | WV1004760 | 003 | Gilbert Creek | WV-OGU-47 | Gilbert Creek | WVOG-89 | -81.8934 | 37.6203 | HAMPDEN COAL, LLC | 1988-11-01 | 0.93 | 0 |  | 0.93 | 2.73 | 4.73 | 0.43 | 0.75 | 2 | 3.47 | Unimpaired - Delete | 3.2_Al | Surface | Tech | Surface_Tech_3.2_Al | Surface_Tech_3.2_Al | Fe_Tech_Al_3.2
Upper Guyandotte River | 2161 | WV1004760 | 004 | Gilbert Creek | WV-OGU-47 | Gilbert Creek | WVOG-89 | -81.8905 | 37.6179 | HAMPDEN COAL, LLC | 1991-09-13 | 4.5 | 0 |  | 4.5 | 2.73 | 4.73 | 0.43 | 0.75 | 2 | 3.47 | Unimpaired - Delete | 3.2_Al | Surface | Tech | Surface_Tech_3.2_Al | Surface_Tech_3.2_Al | Fe_Tech_Al_3.2
Upper Guyandotte River | 2171 | WV1004760 | 006 | Gilbert Creek | WV-OGU-47 | Gilbert Creek | WVOG-89 | -81.8943 | 37.6202 | HAMPDEN COAL, LLC | 1992-12-09 | 0.55 | 0 |  | 0.55 | 2.73 | 4.73 | 0.43 | 0.75 | 2 | 3.47 | Unimpaired - Delete | 3.2_Al | Surface | Tech | Surface_Tech_3.2_Al | Surface_Tech_3.2_Al | Fe_Tech_Al_3.2
Upper Guyandotte River | 2168 | WV1004760 | 007 | Gilbert Creek | WV-OGU-47-B | Horsepen Creek | WVOG-89-B | -81.9371 | 37.6448 | HAMPDEN COAL, LLC | 1995-07-31 | 1 | 0 |  | 1 | 2.73 | 4.73 | 0.43 | 0.75 | 2 | 3.47 | Unimpaired - Delete | 3.2_Al | Surface | Tech | Surface_Tech_3.2_Al | Surface_Tech_3.2_Al | Fe_Tech_Al_3.2
Upper Guyandotte River | 2168 | WV1004760 | 008 | Gilbert Creek | WV-OGU-47-B | Horsepen Creek | WVOG-89-B | -81.9368 | 37.6413 | HAMPDEN COAL, LLC | 1995-07-31 | 1 | 0 |  | 1 | 2.73 | 4.73 | 0.43 | 0.75 | 2 | 3.47 | Unimpaired - Delete | 3.2_Al | Surface | Tech | Surface_Tech_3.2_Al | Surface_Tech_3.2_Al | Fe_Tech_Al_3.2
Upper Guyandotte River | 2165 | WV1004760 | 009 | Gilbert Creek | WV-OGU-47-B-3 | Browning Fork | WVOG-89-B-1 | -81.9097 | 37.6459 | HAMPDEN COAL, LLC | 1995-07-31 | 1 | 0 |  | 1 | 2.73 | 4.73 | 0.43 | 0.75 | 2 | 3.47 | Unimpaired - Delete | 3.2_Al | Surface | Tech | Surface_Tech_3.2_Al | Surface_Tech_3.2_Al | Fe_Tech_Al_3.2
Upper Guyandotte River | 2165 | WV1004760 | 010 | Gilbert Creek | WV-OGU-47-B-3 | Browning Fork | WVOG-89-B-1 | -81.9159 | 37.6527 | HAMPDEN COAL, LLC | 1995-07-31 | 1 | 0 |  | 1 | 2.73 | 4.73 | 0.43 | 0.75 | 2 | 3.47 | Unimpaired - Delete | 3.2_Al | Surface | Tech | Surface_Tech_3.2_Al | Surface_Tech_3.2_Al | Fe_Tech_Al_3.2
Upper Guyandotte River | 2167 | WV1004760 | 011 | Gilbert Creek | WV-OGU-47-B-3 | Browning Fork | WVOG-89-B-1 | -81.9225 | 37.651 | HAMPDEN COAL, LLC | 1995-07-31 | 1 | 0 |  | 1 | 2.73 | 4.73 | 0.43 | 0.75 | 2 | 3.47 | Unimpaired - Delete | 3.2_Al | Surface | Tech | Surface_Tech_3.2_Al | Surface_Tech_3.2_Al | Fe_Tech_Al_3.2
Upper Guyandotte River | 2167 | WV1004760 | 012 | Gilbert Creek | WV-OGU-47-B-3 | Browning Fork | WVOG-89-B-1 | -81.9272 | 37.652 | HAMPDEN COAL, LLC | 1995-07-31 | 1 | 0 |  | 1 | 2.73 | 4.73 | 0.43 | 0.75 | 2 | 3.47 | Unimpaired - Delete | 3.2_Al | Surface | Tech | Surface_Tech_3.2_Al | Surface_Tech_3.2_Al | Fe_Tech_Al_3.2
Upper Guyandotte River | 2167 | WV1004760 | 013 | Gilbert Creek | WV-OGU-47-B-3 | Browning Fork | WVOG-89-B-1 | -81.9337 | 37.6525 | HAMPDEN COAL, LLC | 1995-07-31 | 1 | 0 |  | 1 | 2.73 | 4.73 | 0.43 | 0.75 | 2 | 3.47 | Unimpaired - Delete | 3.2_Al | Surface | Tech | Surface_Tech_3.2_Al | Surface_Tech_3.2_Al | Fe_Tech_Al_3.2
Upper Guyandotte River | 2167 | WV1004760 | 014 | Gilbert Creek | WV-OGU-47-B-3 | Browning Fork | WVOG-89-B-1 | -81.9382 | 37.6534 | HAMPDEN COAL, LLC | 1995-07-31 | 1 | 0 |  | 1 | 2.73 | 4.73 | 0.43 | 0.75 | 2 | 3.47 | Unimpaired - Delete | 3.2_Al | Surface | Tech | Surface_Tech_3.2_Al | Surface_Tech_3.2_Al | Fe_Tech_Al_3.2
Upper Guyandotte River | 2168 | WV1004760 | 015 | Gilbert Creek | WV-OGU-47-B | Horsepen Creek | WVOG-89-B | -81.9508 | 37.6438 | HAMPDEN COAL, LLC | 1995-07-31 | 1 | 0 |  | 1 | 2.73 | 4.73 | 0.43 | 0.75 | 2 | 3.47 | Unimpaired - Delete | 3.2_Al | Surface | Tech | Surface_Tech_3.2_Al | Surface_Tech_3.2_Al | Fe_Tech_Al_3.2
Upper Guyandotte River | 2168 | WV1004760 | 016 | Gilbert Creek | WV-OGU-47-B | Horsepen Creek | WVOG-89-B | -81.9462 | 37.6428 | HAMPDEN COAL, LLC | 1995-07-31 | 1 | 0 |  | 1 | 2.73 | 4.73 | 0.43 | 0.75 | 2 | 3.47 | Unimpaired - Delete | 3.2_Al | Surface | Tech | Surface_Tech_3.2_Al | Surface_Tech_3.2_Al | Fe_Tech_Al_3.2
Upper Guyandotte River | 2165 | WV1004760 | 017 | Gilbert Creek | WV-OGU-47-B-3 | Browning Fork | WVOG-89-B-1 | -81.9144 | 37.6527 | HAMPDEN COAL, LLC | 1995-07-31 | 1 | 0 |  | 1 | 2.73 | 4.73 | 0.43 | 0.75 | 2 | 3.47 | Unimpaired - Delete | 3.2_Al | Surface | Tech | Surface_Tech_3.2_Al | Surface_Tech_3.2_Al | Fe_Tech_Al_3.2
Upper Guyandotte River | 2167 | WV1004760 | 018 | Gilbert Creek | WV-OGU-47-B-3 | Browning Fork | WVOG-89-B-1 | -81.9223 | 37.6538 | HAMPDEN COAL, LLC | 1995-07-31 | 0.01 | 0 |  | 0.01 | 1.42 | 2.46 | 0.43 | 0.75 | 2 | 3.47 | Unimpaired - Delete | 3.2_Al | Surface | WQ | Surface_WQ_3.2_Al | Surface_WQ_3.2_Al | Fe_WQ_Al_3.2
Upper Guyandotte River | 2171 | WV1004760 | 020 | Gilbert Creek | WV-OGU-47 | Gilbert Creek | WVOG-89 | -81.8949 | 37.6196 | HAMPDEN COAL, LLC | 1995-07-31 | 0.67 | 0 |  | 0.67 | 2.73 | 4.73 | 0.43 | 0.75 | 2 | 3.47 | Unimpaired - Delete | 3.2_Al | Surface | Tech | Surface_Tech_3.2_Al | Surface_Tech_3.2_Al | Fe_Tech_Al_3.2
Upper Guyandotte River | 2171 | WV1004760 | 021 | Gilbert Creek | WV-OGU-47 | Gilbert Creek | WVOG-89 | -81.8944 | 37.6182 | HAMPDEN COAL, LLC | 1995-07-31 | 0.5 | 0 |  | 0.5 | 2.73 | 4.73 | 0.43 | 0.75 | 2 | 3.47 | Unimpaired - Delete | 3.2_Al | Surface | Tech | Surface_Tech_3.2_Al | Surface_Tech_3.2_Al | Fe_Tech_Al_3.2
Upper Guyandotte River | 2167 | WV1004760 | 028 | Gilbert Creek | WV-OGU-47-B-3 | Browning Fork | WVOG-89-B-1 | -81.933 | 37.6578 | HAMPDEN COAL, LLC | 1996-05-06 | 4.59 | 11.83 |  | 16.42 | 2.73 | 4.73 | 0.43 | 0.75 | 2 | 3.47 | Unimpaired - Delete | 3.2_Al | Surface | Tech | Surface_Tech_3.2_Al | Surface_Tech_3.2_Al | Fe_Tech_Al_3.2
Upper Guyandotte River | 2167 | WV1004760 | 029 | Gilbert Creek | WV-OGU-47-B-3 | Browning Fork | WVOG-89-B-1 | -81.934 | 37.6555 | HAMPDEN COAL, LLC | 1997-05-12 | 7.2 | 71.44 |  | 78.64 | 1.42 | 2.46 | 0.43 | 0.75 | 1 | 3.47 | Unimpaired - Delete | 3.2_Al | Surface | WQ | Surface_WQ_3.2_Al | Surface_WQ_3.2_Al | Fe_WQ_Al_3.2
Upper Guyandotte River | 2170 | WV1004760 | 031 | Gilbert Creek | WV-OGU-47-B | Horsepen Creek | WVOG-89-B | -81.9598 | 37.6455 | HAMPDEN COAL, LLC | 2004-12-20 | 3.43 | 0.12 |  | 3.55 | 1.42 | 2.46 | 0.43 | 0.75 | 2 | 3.47 | Unimpaired - Delete | 3.2_Al | Surface | WQ | Surface_WQ_3.2_Al | Surface_WQ_3.2_Al | Fe_WQ_Al_3.2
Upper Guyandotte River | 2168 | WV1004760 | 032 | Gilbert Creek | WV-OGU-47-B | Horsepen Creek | WVOG-89-B | -81.9551 | 37.6429 | HAMPDEN COAL, LLC | 2004-12-20 | 0.53 | 3.72 |  | 4.25 | 1.42 | 2.46 | 0.43 | 0.75 | 2 | 3.47 | Unimpaired - Delete | 3.2_Al | Surface | WQ | Surface_WQ_3.2_Al | Surface_WQ_3.2_Al | Fe_WQ_Al_3.2
Upper Guyandotte River | 2162 | WV1004760 | 033 | Gilbert Creek | WV-OGU-47-B | Horsepen Creek | WVOG-89-B | -81.8916 | 37.6205 | HAMPDEN COAL, LLC | 2007-10-10 | 1.3 | 2 |  | 3.3 | 0.22 | 0.38 | 0.43 | 0.75 | 2 | 3.47 | Unimpaired - Delete | 3.2_Al | Surface | WQ | Surface_WQ_3.2_Al | Surface_WQ_3.2_Al | Fe_WQ_Al_3.2
Upper Guyandotte River | 2168 | WV1004760 | 034 | Gilbert Creek | WV-OGU-47-B | Horsepen Creek | WVOG-89-B | -81.939 | 37.6374 | HAMPDEN COAL, LLC | 2009-12-14 | 5 | 13 | 0.07 | 18 | 1.42 | 2.46 | 1.73 | 3 | 2 | 3.47 | Unimpaired - Delete | 3.2_Al | DMR and Landuse | WQ | DMR and Landuse_WQ_3.2_Al | DMR and Landuse_WQ_3.2_Al | Fe_WQ_Al_3.2
Upper Guyandotte River | 2167 | WV1004760 | 035 | Gilbert Creek | WV-OGU-47-B-3 | Browning Fork | WVOG-89-B-1 | -81.9296 | 37.657 | HAMPDEN COAL, LLC | 2012-11-15 | 2 | 9.04 |  | 11.04 | 2.73 | 4.73 | 0.43 | 0.75 | 2 | 3.47 | Unimpaired - Delete | 3.2_Al | Surface | Tech | Surface_Tech_3.2_Al | Surface_Tech_3.2_Al | Fe_Tech_Al_3.2
Upper Guyandotte River | 2144 | WV1004905 | 001 | Elk Creek | WV-OGU-34-F | Right Hand Fork/Elk Creek | WVOG-80-E | -81.7729 | 37.6796 | RAMACO RESOURCES LLC | 1988-06-01 | 10.1 | 117.2 | 0.05 | 127.3 | 1.42 | 2.46 | 0.43 | 0.75 | 2 | 3.47 | Unimpaired - Delete | 3.2_Al | DMR and Landuse | WQ | DMR and Landuse_WQ_3.2_Al | DMR and Landuse_WQ_3.2_Al | Fe_WQ_Al_3.2
Upper Guyandotte River | 2167 | WV1004948 | 001 | Gilbert Creek | WV-OGU-47-B-3 | Browning Fork | WVOG-89-B-1 | -81.9366 | 37.6692 | HAMPDEN COAL, LLC | 1988-06-22 | 1.65 | 41.41 |  | 43.06 | 2.73 | 4.73 | 0.43 | 0.75 | 2 | 3.47 | Unimpaired - Delete | 3.2_Al | Surface | Tech | Surface_Tech_3.2_Al | Surface_Tech_3.2_Al | Fe_Tech_Al_3.2
Upper Guyandotte River | 2166 | WV1004948 | 002 | Gilbert Creek | WV-OGU-47-B-3-E | Right Fork/Browning Fork | WVOG-89-B-1-B | -81.9166 | 37.6764 | HAMPDEN COAL, LLC | 1991-02-07 | 0.7 | 4.42 |  | 5.12 | 2.73 | 4.73 | 0.59 | 1.03 | 2 | 3.47 | Unimpaired - Delete | 3.2_Al | Surface | Tech | Surface_Tech_3.2_Al | Surface_Tech_3.2_Al | Fe_Tech_Al_3.2
Upper Guyandotte River | 2166 | WV1004948 | 003 | Gilbert Creek | WV-OGU-47-B-3-E | Right Fork/Browning Fork | WVOG-89-B-1-B | -81.9218 | 37.6674 | HAMPDEN COAL, LLC | 1991-02-07 | 12.69 | 0 |  | 12.69 | 2.73 | 4.73 | 0.59 | 1.03 | 2 | 3.47 | Unimpaired - Delete | 3.2_Al | Surface | Tech | Surface_Tech_3.2_Al | Surface_Tech_3.2_Al | Fe_Tech_Al_3.2
Upper Guyandotte River | 2166 | WV1004948 | 004 | Gilbert Creek | WV-OGU-47-B-3-E | Right Fork/Browning Fork | WVOG-89-B-1-B | -81.9149 | 37.67 | HAMPDEN COAL, LLC | 1993-10-18 | 0.54 | 20.98 |  | 21.52 | 2.73 | 3.47 | 0.59 | 1.03 | 2 | 3.47 | Unimpaired - Delete | 3.2_Al | Surface | Tech | Surface_Tech_3.2_Al | Surface_Tech_3.2_Al | Fe_Tech_Al_3.2
Upper Guyandotte River | 2166 | WV1004948 | 005 | Gilbert Creek | WV-OGU-47-B-3-E | Right Fork/Browning Fork | WVOG-89-B-1-B | -81.916 | 37.6693 | HAMPDEN COAL, LLC | 1988-06-22 | 0.71 | 3.65 |  | 4.36 | 2.73 | 4.73 | 0.59 | 1.03 | 2 | 3.47 | Unimpaired - Delete | 3.2_Al | Surface | Tech | Surface_Tech_3.2_Al | Surface_Tech_3.2_Al | Fe_Tech_Al_3.2
Upper Guyandotte River | 2166 | WV1004948 | 006 | Gilbert Creek | WV-OGU-47-B-3-E | Right Fork/Browning Fork | WVOG-89-B-1-B | -81.9222 | 37.669 | HAMPDEN COAL, LLC | 1988-06-22 | 1.12 | 17.54 |  | 18.66 | 2.73 | 4.73 | 0.59 | 1.03 | 2 | 3.47 | Unimpaired - Delete | 3.2_Al | Surface | Tech | Surface_Tech_3.2_Al | Surface_Tech_3.2_Al | Fe_Tech_Al_3.2
Upper Guyandotte River | 2167 | WV1004948 | 007 | Gilbert Creek | WV-OGU-47-B-3 | Browning Fork | WVOG-89-B-1 | -81.9479 | 37.6687 | HAMPDEN COAL, LLC | 1994-05-24 | 1.53 | 16.41 |  | 17.94 | 1.42 | 2.46 | 0.43 | 0.75 | 1 | 1.73 | Unimpaired - Delete | 3.2_Al | Surface | WQ | Surface_WQ_3.2_Al | Surface_WQ_3.2_Al | Fe_WQ_Al_3.2
Upper Guyandotte River | 2053 | WV1004948 | 008 | Rich Creek | WV-OGU-18 | Rich Creek | WVOG-73 | -81.9497 | 37.6901 | HAMPDEN COAL, LLC | 1997-08-08 | 8.4 | 49.7 | 0 | 58.1 | 2.73 | 4.73 | 0.43 | 0.75 | 2 | 3.47 | Unimpaired - Delete | 3.2_Al | Surface | Tech | Surface_Tech_3.2_Al | Surface_Tech_3.2_Al | Fe_Tech_Al_3.2
Upper Guyandotte River | 2135 | WV1004948 | 009 | Rockhouse Creek | WV-OGU-29 | Rockhouse Creek | WVOG-77 | -81.9272 | 37.6943 | HAMPDEN COAL, LLC | 2001-02-09 | 2.78 | 9.17 | 0 | 11.95 | 2.73 | 4.73 | 0.43 | 0.75 | 2 | 3.47 | Unimpaired - Delete | 3.2_Al | Surface | Tech | Surface_Tech_3.2_Al | Surface_Tech_3.2_Al | Fe_Tech_Al_3.2
Upper Guyandotte River | 2053 | WV1004948 | 011 | Rich Creek | WV-OGU-18 | Rich Creek | WVOG-73 | -81.951 | 37.6876 | HAMPDEN COAL, LLC | 2012-11-30 | 2.1 | 3.6 |  | 5.7 | 2.73 | 4.73 | 0.43 | 0.75 | 2 | 3.47 | Unimpaired - Delete | 3.2_Al | Surface | Tech | Surface_Tech_3.2_Al | Surface_Tech_3.2_Al | Fe_Tech_Al_3.2
Upper Guyandotte River | 2022 | WV1004956 | 006 | Dingess Run | WV-OGU-4 | Dingess Run | WVOG-68 | -81.8631 | 37.8684 | MINGO LOGAN COAL COMPANY | 1993-08-05 | 0.18 | 0.91 | 0.0016 | 1.09 | 1.82 | 3.15 | 1.29 | 2.25 | 2 | 3.47 | Unimpaired - Delete | 3.2_Al | DMR | Tech | DMR_Tech_3.2_Al | DMR_Tech_3.2_Al | DMR Only
Upper Guyandotte River | 2009 | WV1004956 | 015 | Dingess Run | WV-OGU-4-E | Ethel Hollow | WVOG-68-E | -81.8823 | 37.8763 | MINGO LOGAN COAL COMPANY | 1994-08-30 | 0.2 | 2.13 | 0.1 | 2.33 | 1.82 | 3.15 | 3.09 | 5.38 | 2 | 3.47 | Unimpaired - Delete | 3.2_Al | DMR | Tech | DMR_Tech_3.2_Al | DMR_Tech_3.2_Al | DMR Only
Upper Guyandotte River | 2054 | WV1005057 | 001 | Guyandotte River (Upper) | WV-OGU | Guyandotte River (upper) | WVOG-up | -81.9201 | 37.7689 | BANDMILL COAL CORPORATION | 1988-07-01 | 1.75 | 1.04 |  | 2.79 | 3 | 5.26 | 1.17 | 2.04 | 2 | 3.47 | Unimpaired - Delete | 3.2_Al | Surface | Tech | Surface_Tech_3.2_Al | Surface_Tech_3.2_Al | Fe_Tech_Al_3.2
Upper Guyandotte River | 2054 | WV1005057 | 004 | Guyandotte River (Upper) | WV-OGU | Guyandotte River (upper) | WVOG-up | -81.9165 | 37.7687 | BANDMILL COAL CORPORATION | 1988-06-16 | 1.17 | 1.32 |  | 2.49 | 3 | 5.26 | 0.43 | 0.75 | 2 | 3.47 | Unimpaired - Delete | 3.2_Al | Surface | Tech | Surface_Tech_3.2_Al | Surface_Tech_3.2_Al | Fe_Tech_Al_3.2
Upper Guyandotte River | 1025 | WV1005111 | 002 | Island Creek | WV-OGU-1-B-3 | Whitman Creek | WVOG-65-B-2 | -82.0926 | 37.7839 | HIGHLAND MINING COMPANY | 1989-01-01 | 2.21 | 0 |  | 2.21 | 2.28 | 3.94 | 0.93 | 1.62 | 2 | 3.47 | Unimpaired - Delete | 3.2_Al | Surface | Tech | Surface_Tech_3.2_Al | Surface_Tech_3.2_Al | Fe_Tech_Al_3.2
Upper Guyandotte River | 1025 | WV1005111 | 003 | Island Creek | WV-OGU-1-B-3 | Whitman Creek | WVOG-65-B-2 | -82.0909 | 37.7844 | HIGHLAND MINING COMPANY | 1989-01-01 | 4.98 | 0.98 |  | 5.96 | 2.28 | 3.94 | 0.93 | 1.62 | 2 | 3.47 | Unimpaired - Delete | 3.2_Al | Surface | Tech | Surface_Tech_3.2_Al | Surface_Tech_3.2_Al | Fe_Tech_Al_3.2
Upper Guyandotte River | 1025 | WV1005111 | 004 | Island Creek | WV-OGU-1-B-3 | Whitman Creek | WVOG-65-B-2 | -82.0902 | 37.7856 | HIGHLAND MINING COMPANY | 1993-07-07 | 4.18 | 2.51 |  | 6.69 | 2.28 | 3.94 | 0.93 | 1.62 | 2 | 3.47 | Unimpaired - Delete | 3.2_Al | Surface | Tech | Surface_Tech_3.2_Al | Surface_Tech_3.2_Al | Fe_Tech_Al_3.2
Upper Guyandotte River | 1025 | WV1005111 | 005 | Island Creek | WV-OGU-1-B-3 | Whitman Creek | WVOG-65-B-2 | -82.0897 | 37.786 | HIGHLAND MINING COMPANY | 1993-07-07 | 1.91 | 0.01 |  | 1.92 | 2.28 | 3.94 | 0.93 | 1.62 | 2 | 3.47 | Unimpaired - Delete | 3.2_Al | Surface | Tech | Surface_Tech_3.2_Al | Surface_Tech_3.2_Al | Fe_Tech_Al_3.2
Upper Guyandotte River | 1025 | WV1005111 | 006 | Island Creek | WV-OGU-1-B-3 | Whitman Creek | WVOG-65-B-2 | -82.0881 | 37.7858 | HIGHLAND MINING COMPANY | 1993-07-07 | 4.86 | 0.21 |  | 5.07 | 2.28 | 3.94 | 0.93 | 1.62 | 2 | 3.47 | Unimpaired - Delete | 3.2_Al | Surface | Tech | Surface_Tech_3.2_Al | Surface_Tech_3.2_Al | Fe_Tech_Al_3.2
Upper Guyandotte River | 1025 | WV1005111 | 007 | Island Creek | WV-OGU-1-B-3 | Whitman Creek | WVOG-65-B-2 | -82.0867 | 37.7857 | HIGHLAND MINING COMPANY | 1993-07-07 | 2.92 | 0.4 |  | 3.32 | 2.28 | 3.94 | 0.93 | 1.62 | 2 | 3.47 | Unimpaired - Delete | 3.2_Al | Surface | Tech | Surface_Tech_3.2_Al | Surface_Tech_3.2_Al | Fe_Tech_Al_3.2
Upper Guyandotte River | 1025 | WV1005111 | 009 | Island Creek | WV-OGU-1-B-3 | Whitman Creek | WVOG-65-B-2 | -82.0755 | 37.7817 | HIGHLAND MINING COMPANY | 1993-07-07 | 119.45 | 41.82 |  | 161.27 | 1.42 | 2.46 | 0.93 | 1.62 | 2 | 3.47 | Unimpaired - Delete | 3.2_Al | Surface | WQ | Surface_WQ_3.2_Al | Surface_WQ_3.2_Al | Fe_WQ_Al_3.2
Upper Guyandotte River | 1025 | WV1005111 | 010 | Island Creek | WV-OGU-1-B-3 | Whitman Creek | WVOG-65-B-2 | -82.0846 | 37.7856 | HIGHLAND MINING COMPANY | 1993-07-07 | 1.81 | 1.27 |  | 3.08 | 2.28 | 3.94 | 0.93 | 1.62 | 2 | 3.47 | Unimpaired - Delete | 3.2_Al | Surface | Tech | Surface_Tech_3.2_Al | Surface_Tech_3.2_Al | Fe_Tech_Al_3.2
Upper Guyandotte River | 1025 | WV1005111 | 011 | Island Creek | WV-OGU-1-B-3 | Whitman Creek | WVOG-65-B-2 | -82.0838 | 37.7866 | HIGHLAND MINING COMPANY | 1993-07-07 | 3.2 | 0.06 |  | 3.26 | 2.28 | 3.94 | 0.93 | 1.62 | 2 | 3.47 | Unimpaired - Delete | 3.2_Al | Surface | Tech | Surface_Tech_3.2_Al | Surface_Tech_3.2_Al | Fe_Tech_Al_3.2
Upper Guyandotte River | 1025 | WV1005111 | 012 | Island Creek | WV-OGU-1-B-3 | Whitman Creek | WVOG-65-B-2 | -82.0821 | 37.7866 | HIGHLAND MINING COMPANY | 1993-07-07 | 3.93 | 0.69 |  | 4.62 | 2.28 | 3.94 | 0.93 | 1.62 | 2 | 3.47 | Unimpaired - Delete | 3.2_Al | Surface | Tech | Surface_Tech_3.2_Al | Surface_Tech_3.2_Al | Fe_Tech_Al_3.2
Upper Guyandotte River | 1025 | WV1005111 | 013 | Island Creek | WV-OGU-1-B-3 | Whitman Creek | WVOG-65-B-2 | -82.0805 | 37.7868 | HIGHLAND MINING COMPANY | 1993-07-07 | 3.49 | 1.31 |  | 4.8 | 2.28 | 3.94 | 0.93 | 1.62 | 2 | 3.47 | Unimpaired - Delete | 3.2_Al | Surface | Tech | Surface_Tech_3.2_Al | Surface_Tech_3.2_Al | Fe_Tech_Al_3.2
Upper Guyandotte River | 1025 | WV1005111 | 014 | Island Creek | WV-OGU-1-B-3 | Whitman Creek | WVOG-65-B-2 | -82.0792 | 37.7861 | HIGHLAND MINING COMPANY | 1993-07-07 | 3.59 | 0.05 |  | 3.64 | 2.28 | 3.94 | 0.93 | 1.62 | 2 | 3.47 | Unimpaired - Delete | 3.2_Al | Surface | Tech | Surface_Tech_3.2_Al | Surface_Tech_3.2_Al | Fe_Tech_Al_3.2
Upper Guyandotte River | 1025 | WV1005111 | 015 | Island Creek | WV-OGU-1-B-3 | Whitman Creek | WVOG-65-B-2 | -82.0786 | 37.7857 | HIGHLAND MINING COMPANY | 1993-07-07 | 2.39 | 0 |  | 2.39 | 2.28 | 3.94 | 0.93 | 1.62 | 2 | 3.47 | Unimpaired - Delete | 3.2_Al | Surface | Tech | Surface_Tech_3.2_Al | Surface_Tech_3.2_Al | Fe_Tech_Al_3.2
Upper Guyandotte River | 1025 | WV1005111 | 016 | Island Creek | WV-OGU-1-B-3 | Whitman Creek | WVOG-65-B-2 | -82.0769 | 37.7842 | HIGHLAND MINING COMPANY | 1993-07-07 | 1.72 | 0 |  | 1.72 | 2.28 | 3.94 | 0.93 | 1.62 | 2 | 3.47 | Unimpaired - Delete | 3.2_Al | Surface | Tech | Surface_Tech_3.2_Al | Surface_Tech_3.2_Al | Fe_Tech_Al_3.2
Upper Guyandotte River | 1025 | WV1005111 | 036 | Island Creek | WV-OGU-1-B-3 | Whitman Creek | WVOG-65-B-2 | -82.0954 | 37.7839 | HIGHLAND MINING COMPANY | 1993-07-07 | 2.93 | 0.1 |  | 3.03 | 2.28 | 3.94 | 0.93 | 1.62 | 2 | 3.47 | Unimpaired - Delete | 3.2_Al | Surface | Tech | Surface_Tech_3.2_Al | Surface_Tech_3.2_Al | Fe_Tech_Al_3.2
Upper Guyandotte River | 1025 | WV1005111 | 037 | Island Creek | WV-OGU-1-B-3 | Whitman Creek | WVOG-65-B-2 | -82.086 | 37.7843 | HIGHLAND MINING COMPANY | 2007-12-03 | 20.12 | 0 |  | 20.12 | 1.42 | 2.46 | 0.93 | 1.62 | 2 | 3.47 | Unimpaired - Delete | 3.2_Al | Surface | WQ | Surface_WQ_3.2_Al | Surface_WQ_3.2_Al | Fe_WQ_Al_3.2
Upper Guyandotte River | 1025 | WV1005111 | 038 | Island Creek | WV-OGU-1-B-3 | Whitman Creek | WVOG-65-B-2 | -82.0854 | 37.7849 | HIGHLAND MINING COMPANY | 2007-12-03 | 20.12 | 0 |  | 20.12 | 1.42 | 2.46 | 0.93 | 1.62 | 2 | 3.47 | Unimpaired - Delete | 3.2_Al | Surface | WQ | Surface_WQ_3.2_Al | Surface_WQ_3.2_Al | Fe_WQ_Al_3.2
Upper Guyandotte River | 1025 | WV1005111 | 045 | Island Creek | WV-OGU-1-B-3 | Whitman Creek | WVOG-65-B-2 | -82.09 | 37.7844 | HIGHLAND MINING COMPANY | 2007-12-03 | 6.85 | 0 |  | 6.85 | 2.28 | 3.94 | 0.93 | 1.62 | 2 | 3.47 | Unimpaired - Delete | 3.2_Al | Surface | Tech | Surface_Tech_3.2_Al | Surface_Tech_3.2_Al | Fe_Tech_Al_3.2
Upper Guyandotte River | 1025 | WV1005111 | 046 | Island Creek | WV-OGU-1-B-3 | Whitman Creek | WVOG-65-B-2 | -82.0864 | 37.7851 | HIGHLAND MINING COMPANY | 2008-12-02 | 4.41 | 0 |  | 4.41 | 2.28 | 3.94 | 0.93 | 1.62 | 2 | 3.47 | Unimpaired - Delete | 3.2_Al | Surface | Tech | Surface_Tech_3.2_Al | Surface_Tech_3.2_Al | Fe_Tech_Al_3.2
Upper Guyandotte River | 1025 | WV1005111 | 047 | Island Creek | WV-OGU-1-B-3 | Whitman Creek | WVOG-65-B-2 | -82.0845 | 37.7851 | HIGHLAND MINING COMPANY | 2008-12-02 | 0.01 | 4.99 |  | 5 | 2.28 | 3.94 | 0.93 | 1.62 | 2 | 3.47 | Unimpaired - Delete | 3.2_Al | Surface | Tech | Surface_Tech_3.2_Al | Surface_Tech_3.2_Al | Fe_Tech_Al_3.2
Upper Guyandotte River | 1025 | WV1005111 | 049 | Island Creek | WV-OGU-1-B-3 | Whitman Creek | WVOG-65-B-2 | -82.0771 | 37.7846 | HIGHLAND MINING COMPANY | 2008-12-02 | 5 | 0 |  | 5 | 2.28 | 3.94 | 0.93 | 1.62 | 2 | 3.47 | Unimpaired - Delete | 3.2_Al | Surface | Tech | Surface_Tech_3.2_Al | Surface_Tech_3.2_Al | Fe_Tech_Al_3.2
Upper Guyandotte River | 1025 | WV1005111 | 050 | Island Creek | WV-OGU-1-B-3 | Whitman Creek | WVOG-65-B-2 | -82.096 | 37.7829 | HIGHLAND MINING COMPANY | 2012-12-28 | 3.14 | 0 |  | 3.14 | 2.28 | 3.94 | 0.93 | 1.62 | 2 | 3.47 | Unimpaired - Delete | 3.2_Al | Surface | Tech | Surface_Tech_3.2_Al | Surface_Tech_3.2_Al | Fe_Tech_Al_3.2
Upper Guyandotte River | 1025 | WV1005111 | 051 | Island Creek | WV-OGU-1-B-3 | Whitman Creek | WVOG-65-B-2 | -82.0962 | 37.782 | HIGHLAND MINING COMPANY | 2012-12-28 | 4.24 | 0 |  | 4.24 | 2.28 | 3.94 | 0.93 | 1.62 | 2 | 3.47 | Unimpaired - Delete | 3.2_Al | Surface | Tech | Surface_Tech_3.2_Al | Surface_Tech_3.2_Al | Fe_Tech_Al_3.2
Upper Guyandotte River | 1025 | WV1005111 | 052 | Island Creek | WV-OGU-1-B-3 | Whitman Creek | WVOG-65-B-2 | -82.0971 | 37.7807 | HIGHLAND MINING COMPANY | 2012-12-28 | 3.73 | 0 |  | 3.73 | 2.28 | 3.94 | 0.93 | 1.62 | 2 | 3.47 | Unimpaired - Delete | 3.2_Al | Surface | Tech | Surface_Tech_3.2_Al | Surface_Tech_3.2_Al | Fe_Tech_Al_3.2
Upper Guyandotte River | 1025 | WV1005111 | 053 | Island Creek | WV-OGU-1-B-3 | Whitman Creek | WVOG-65-B-2 | -82.0976 | 37.7795 | HIGHLAND MINING COMPANY | 2012-12-28 | 6.52 | 0 |  | 6.52 | 2.28 | 3.94 | 0.93 | 1.62 | 2 | 3.47 | Unimpaired - Delete | 3.2_Al | Surface | Tech | Surface_Tech_3.2_Al | Surface_Tech_3.2_Al | Fe_Tech_Al_3.2
Upper Guyandotte River | 1025 | WV1005111 | 054 | Island Creek | WV-OGU-1-B-3 | Whitman Creek | WVOG-65-B-2 | -82.0946 | 37.7813 | HIGHLAND MINING COMPANY | 2012-12-28 | 18.91 | 0 |  | 18.91 | 2.28 | 3.94 | 0.93 | 1.62 | 2 | 3.47 | Unimpaired - Delete | 3.2_Al | Surface | Tech | Surface_Tech_3.2_Al | Surface_Tech_3.2_Al | Fe_Tech_Al_3.2
Upper Guyandotte River | 1025 | WV1005111 | 055 | Island Creek | WV-OGU-1-B-3 | Whitman Creek | WVOG-65-B-2 | -82.0741 | 37.7801 | HIGHLAND MINING COMPANY | 2013-02-20 | 20.15 | 0 |  | 20.15 | 1.42 | 2.46 | 3 | 6 | 2 | 3.47 | Unimpaired - Delete | 3.2_Al | Surface | WQ | Surface_WQ_3.2_Al | Surface_WQ_3.2_Al | Fe_WQ_Al_3.2
Upper Guyandotte River | 1025 | WV1005111 | 056 | Island Creek | WV-OGU-1-B-3 | Whitman Creek | WVOG-65-B-2 | -82.0731 | 37.7822 | HIGHLAND MINING COMPANY | 2013-02-20 | 1.06 | 0 |  | 1.06 | 1.42 | 2.46 | 3 | 6 | 2 | 3.47 | Unimpaired - Delete | 3.2_Al | Surface | WQ | Surface_WQ_3.2_Al | Surface_WQ_3.2_Al | Fe_WQ_Al_3.2
Upper Guyandotte River | 1025 | WV1005111 | 057 | Island Creek | WV-OGU-1-B-3 | Whitman Creek | WVOG-65-B-2 | -82.0718 | 37.7826 | HIGHLAND MINING COMPANY | 2013-02-20 | 1.19 | 0 |  | 1.19 | 1.42 | 2.46 | 3 | 6 | 2 | 3.47 | Unimpaired - Delete | 3.2_Al | Surface | WQ | Surface_WQ_3.2_Al | Surface_WQ_3.2_Al | Fe_WQ_Al_3.2
Upper Guyandotte River | 1025 | WV1005111 | 058 | Island Creek | WV-OGU-1-B-3 | Whitman Creek | WVOG-65-B-2 | -82.0715 | 37.7808 | HIGHLAND MINING COMPANY | 2013-02-20 | 1.43 | 0 |  | 1.43 | 1.42 | 2.46 | 3 | 6 | 2 | 3.47 | Unimpaired - Delete | 3.2_Al | Surface | WQ | Surface_WQ_3.2_Al | Surface_WQ_3.2_Al | Fe_WQ_Al_3.2
Upper Guyandotte River | 1025 | WV1005111 | 059 | Island Creek | WV-OGU-1-B-3 | Whitman Creek | WVOG-65-B-2 | -82.0721 | 37.779 | HIGHLAND MINING COMPANY | 2013-02-20 | 1.88 | 0 |  | 1.88 | 1.42 | 2.46 | 3 | 6 | 2 | 3.47 | Unimpaired - Delete | 3.2_Al | Surface | WQ | Surface_WQ_3.2_Al | Surface_WQ_3.2_Al | Fe_WQ_Al_3.2
Upper Guyandotte River | 1025 | WV1005111 | 060 | Island Creek | WV-OGU-1-B-3 | Whitman Creek | WVOG-65-B-2 | -82.0728 | 37.7832 | HIGHLAND MINING COMPANY | 2013-02-20 | 0.37 | 0 |  | 0.37 | 1.42 | 2.46 | 3 | 6 | 2 | 3.47 | Unimpaired - Delete | 3.2_Al | Surface | WQ | Surface_WQ_3.2_Al | Surface_WQ_3.2_Al | Fe_WQ_Al_3.2
Upper Guyandotte River | 1025 | WV1005111 | 061 | Island Creek | WV-OGU-1-B-3 | Whitman Creek | WVOG-65-B-2 | -82.0719 | 37.7833 | HIGHLAND MINING COMPANY | 2013-02-20 | 0.35 | 0 |  | 0.35 | 1.42 | 2.46 | 3 | 6 | 2 | 3.47 | Unimpaired - Delete | 3.2_Al | Surface | WQ | Surface_WQ_3.2_Al | Surface_WQ_3.2_Al | Fe_WQ_Al_3.2
Upper Guyandotte River | 1050 | WV1005111 | 062 | Island Creek | WV-OGU-1-T-6-A | Little Right Fork | WVOG-65-H-1-A | -82.0756 | 37.7757 | HIGHLAND MINING COMPANY | 2013-02-20 | 5.65 | 0 |  | 5.65 | 1.42 | 2.46 | 3 | 6 | 2 | 3.47 | Unimpaired - Delete | 3.2_Al | Surface | WQ | Surface_WQ_3.2_Al | Surface_WQ_3.2_Al | Fe_WQ_Al_3.2
Upper Guyandotte River | 1050 | WV1005111 | 063 | Island Creek | WV-OGU-1-T-6-A | Little Right Fork | WVOG-65-H-1-A | -82.078 | 37.7762 | HIGHLAND MINING COMPANY | 2013-02-20 | 3.95 | 0 |  | 3.95 | 1.42 | 2.46 | 3 | 6 | 2 | 3.47 | Unimpaired - Delete | 3.2_Al | Surface | WQ | Surface_WQ_3.2_Al | Surface_WQ_3.2_Al | Fe_WQ_Al_3.2
Upper Guyandotte River | 1050 | WV1005111 | 064 | Island Creek | WV-OGU-1-T-6-A | Little Right Fork | WVOG-65-H-1-A | -82.0786 | 37.7754 | HIGHLAND MINING COMPANY | 2013-02-20 | 1.56 | 0 |  | 1.56 | 1.42 | 2.46 | 3 | 6 | 2 | 3.47 | Unimpaired - Delete | 3.2_Al | Surface | WQ | Surface_WQ_3.2_Al | Surface_WQ_3.2_Al | Fe_WQ_Al_3.2
Upper Guyandotte River | 1050 | WV1005111 | 065 | Island Creek | WV-OGU-1-T-6-A | Little Right Fork | WVOG-65-H-1-A | -82.0796 | 37.7743 | HIGHLAND MINING COMPANY | 2013-02-20 | 5.02 | 0 |  | 5.02 | 1.42 | 2.46 | 3 | 6 | 2 | 3.47 | Unimpaired - Delete | 3.2_Al | Surface | WQ | Surface_WQ_3.2_Al | Surface_WQ_3.2_Al | Fe_WQ_Al_3.2
Upper Guyandotte River | 1050 | WV1005111 | 066 | Island Creek | WV-OGU-1-T-6-A | Little Right Fork | WVOG-65-H-1-A | -82.0812 | 37.7731 | HIGHLAND MINING COMPANY | 2013-02-20 | 5.45 | 0 |  | 5.45 | 1.42 | 2.46 | 3 | 6 | 2 | 3.47 | Unimpaired - Delete | 3.2_Al | Surface | WQ | Surface_WQ_3.2_Al | Surface_WQ_3.2_Al | Fe_WQ_Al_3.2
Upper Guyandotte River | 1050 | WV1005111 | 067 | Island Creek | WV-OGU-1-T-6-A | Little Right Fork | WVOG-65-H-1-A | -82.0828 | 37.7729 | HIGHLAND MINING COMPANY | 2013-02-20 | 1.16 | 0 |  | 1.16 | 1.42 | 2.46 | 3 | 6 | 2 | 3.47 | Unimpaired - Delete | 3.2_Al | Surface | WQ | Surface_WQ_3.2_Al | Surface_WQ_3.2_Al | Fe_WQ_Al_3.2
Upper Guyandotte River | 1050 | WV1005111 | 068 | Island Creek | WV-OGU-1-T-6-A | Little Right Fork | WVOG-65-H-1-A | -82.0828 | 37.7743 | HIGHLAND MINING COMPANY | 2013-02-20 | 7.79 | 0 |  | 7.79 | 1.42 | 2.46 | 3 | 6 | 2 | 3.47 | Unimpaired - Delete | 3.2_Al | Surface | WQ | Surface_WQ_3.2_Al | Surface_WQ_3.2_Al | Fe_WQ_Al_3.2
Upper Guyandotte River | 1050 | WV1005111 | 069 | Island Creek | WV-OGU-1-T-6-A | Little Right Fork | WVOG-65-H-1-A | -82.0834 | 37.7758 | HIGHLAND MINING COMPANY | 2013-02-20 | 5.68 | 0 |  | 5.68 | 1.42 | 2.46 | 3 | 6 | 2 | 3.47 | Unimpaired - Delete | 3.2_Al | Surface | WQ | Surface_WQ_3.2_Al | Surface_WQ_3.2_Al | Fe_WQ_Al_3.2
Upper Guyandotte River | 1050 | WV1005111 | 070 | Island Creek | WV-OGU-1-T-6-A | Little Right Fork | WVOG-65-H-1-A | -82.083 | 37.7766 | HIGHLAND MINING COMPANY | 2013-02-20 | 2.92 | 0 |  | 2.92 | 1.42 | 2.46 | 3 | 6 | 2 | 3.47 | Unimpaired - Delete | 3.2_Al | Surface | WQ | Surface_WQ_3.2_Al | Surface_WQ_3.2_Al | Fe_WQ_Al_3.2
Upper Guyandotte River | 5019 | WV1005596 | 001 | Guyandotte River (Upper) | WV-OGU-124 | Still Run | WVOG-130 | -81.4176 | 37.6032 | RIVERSIDE ENERGY COMPANY, LLC | 1987-09-29 | 10.3 | 0 | 0.01 | 10.3 | 3 | 5.26 | 0.43 | 0.75 | 2 | 3.47 | Unimpaired - Delete | 3.2_Al | DMR and Landuse | Tech | DMR and Landuse_Tech_3.2_Al | DMR and Landuse_Tech_3.2_Al | Fe_Tech_Al_3.2
Upper Guyandotte River | 4047 | WV1006584 | 001 | Turkey Creek | WV-OGU-94-B | Right Fork/Turkey Creek | WVOG-118-A | -81.5872 | 37.6163 | ROAD FORK DEVELOPMENT COMPANY INC | 1989-10-04 | 20.2 | 0 |  | 20.2 | 1.42 | 2.46 | 0.43 | 0.75 | 2 | 3.47 | Unimpaired - Delete | 3.2_Al | Surface | WQ | Surface_WQ_3.2_Al | Surface_WQ_3.2_Al | Fe_WQ_Al_3.2
Upper Guyandotte River | 4047 | WV1006584 | 002 | Turkey Creek | WV-OGU-94-B | Right Fork/Turkey Creek | WVOG-118-A | -81.5915 | 37.6139 | ROAD FORK DEVELOPMENT COMPANY INC | 1989-10-04 | 24.28 | 107.78 |  | 132.06 | 1.42 | 2.46 | 0.43 | 0.75 | 2 | 3.47 | Unimpaired - Delete | 3.2_Al | Surface | WQ | Surface_WQ_3.2_Al | Surface_WQ_3.2_Al | Fe_WQ_Al_3.2
Upper Guyandotte River | 4047 | WV1006584 | 006 | Turkey Creek | WV-OGU-94-B | Right Fork/Turkey Creek | WVOG-118-A | -81.5943 | 37.6118 | ROAD FORK DEVELOPMENT COMPANY INC | 1989-10-04 | 3.31 | 1.59 |  | 4.9 | 3 | 5.26 | 0.43 | 0.75 | 2 | 3.47 | Unimpaired - Delete | 3.2_Al | Surface | Tech | Surface_Tech_3.2_Al | Surface_Tech_3.2_Al | Fe_Tech_Al_3.2
Upper Guyandotte River | 4049 | WV1006592 | 002 | Guyandotte River (Upper) | WV-OGU | Guyandotte River (upper) | WVOG-up | -81.6092 | 37.5928 | ROAD FORK DEVELOPMENT COMPANY INC | 1989-06-16 | 6.28 | 0 |  | 6.28 | 3 | 5.26 | 0.89 | 1.55 | 2 | 3.47 | Unimpaired - Delete | 3.2_Al | Surface | Tech | Surface_Tech_3.2_Al | Surface_Tech_3.2_Al | Fe_Tech_Al_3.2
Upper Guyandotte River | 4049 | WV1006592 | 003 | Guyandotte River (Upper) | WV-OGU | Guyandotte River (upper) | WVOG-up | -81.6089 | 37.5891 | ROAD FORK DEVELOPMENT COMPANY INC | 1989-06-16 | 10.43 | 22.62 |  | 33.05 | 3 | 5.26 | 0.89 | 1.55 | 2 | 3.47 | Unimpaired - Delete | 3.2_Al | Surface | Tech | Surface_Tech_3.2_Al | Surface_Tech_3.2_Al | Fe_Tech_Al_3.2
Upper Guyandotte River | 4049 | WV1006592 | 004 | Guyandotte River (Upper) | WV-OGU | Guyandotte River (upper) | WVOG-up | -81.6095 | 37.5874 | ROAD FORK DEVELOPMENT COMPANY INC | 1989-06-16 | 0.85 | 4.41 |  | 5.26 | 3 | 5.26 | 0.91 | 1.59 | 2 | 3.47 | Unimpaired - Delete | 3.2_Al | Surface | Tech | Surface_Tech_3.2_Al | Surface_Tech_3.2_Al | Fe_Tech_Al_3.2
Upper Guyandotte River | 4049 | WV1006592 | 005 | Guyandotte River (Upper) | WV-OGU | Guyandotte River (upper) | WVOG-up | -81.6116 | 37.5944 | ROAD FORK DEVELOPMENT COMPANY INC | 1989-06-16 | 19.14 | 11.5 |  | 30.64 | 3 | 5.26 | 0.91 | 1.59 | 2 | 3.47 | Unimpaired - Delete | 3.2_Al | Surface | Tech | Surface_Tech_3.2_Al | Surface_Tech_3.2_Al | Fe_Tech_Al_3.2
Upper Guyandotte River | 4049 | WV1006592 | 006 | Guyandotte River (Upper) | WV-OGU | Guyandotte River (upper) | WVOG-up | -81.6126 | 37.5934 | ROAD FORK DEVELOPMENT COMPANY INC | 1989-06-16 | 5.26 | 17.93 |  | 23.19 | 3 | 5.26 | 0.91 | 1.59 | 2 | 3.47 | Unimpaired - Delete | 3.2_Al | Surface | Tech | Surface_Tech_3.2_Al | Surface_Tech_3.2_Al | Fe_Tech_Al_3.2
Upper Guyandotte River | 4049 | WV1006592 | 007 | Guyandotte River (Upper) | WV-OGU | Guyandotte River (upper) | WVOG-up | -81.6113 | 37.5984 | ROAD FORK DEVELOPMENT COMPANY INC | 1989-06-16 | 9.25 | 15.5 |  | 24.75 | 3 | 5.26 | 0.9 | 1.58 | 2 | 3.47 | Unimpaired - Delete | 3.2_Al | Surface | Tech | Surface_Tech_3.2_Al | Surface_Tech_3.2_Al | Fe_Tech_Al_3.2
Upper Guyandotte River | 4049 | WV1006592 | 008 | Guyandotte River (Upper) | WV-OGU | Guyandotte River (upper) | WVOG-up | -81.6118 | 37.5995 | ROAD FORK DEVELOPMENT COMPANY INC | 1989-06-16 | 2.03 | 0 |  | 2.03 | 3 | 5.26 | 0.9 | 1.58 | 2 | 3.47 | Unimpaired - Delete | 3.2_Al | Surface | Tech | Surface_Tech_3.2_Al | Surface_Tech_3.2_Al | Fe_Tech_Al_3.2
Upper Guyandotte River | 4043 | WV1006592 | 012 | Guyandotte River (Upper) | WV-OGU | Guyandotte River (upper) | WVOG-up | -81.6311 | 37.5942 | ROAD FORK DEVELOPMENT COMPANY INC | 1989-06-16 | 398.48 | 0 | 0.67 | 398.48 | 3 | 5.26 | 0.91 | 1.59 | 2 | 3.47 | Unimpaired - Delete | 3.2_Al | DMR | Tech | DMR_Tech_3.2_Al | DMR_Tech_3.2_Al | DMR Only
Upper Guyandotte River | 2311 | WV1006681 | 001 | Big Cub Creek | WV-OGU-62 | Big Cub Creek | WVOG-96 | -81.743 | 37.6518 | DYNAMIC ENERGY, INC. | 1989-07-20 | 5.4 | 82.97 |  | 88.37 | 1.42 | 2.46 | 0.43 | 0.75 | 2 | 3.47 | Unimpaired - Delete | 3.2_Al | Surface | WQ | Surface_WQ_3.2_Al | Surface_WQ_3.2_Al | Fe_WQ_Al_3.2
Upper Guyandotte River | 2311 | WV1006681 | 002 | Big Cub Creek | WV-OGU-62 | Big Cub Creek | WVOG-96 | -81.7475 | 37.6535 | DYNAMIC ENERGY, INC. | 1989-07-20 | 2.25 | 35.07 | 0.03 | 37.32 | 3 | 5.26 | 0.43 | 0.75 | 2 | 3.47 | Unimpaired - Delete | 3.2_Al | Surface | Tech | Surface_Tech_3.2_Al | Surface_Tech_3.2_Al | Fe_Tech_Al_3.2
Upper Guyandotte River | 1038 | WV1007939 | 002 | Island Creek | WV-OGU-1-B | Copperas Mine Fork | WVOG-65-B | -82.1337 | 37.8287 | HIGHLAND MINING COMPANY | 1989-07-12 | 51.8 | 31.38 |  | 83.18 | 1.42 | 2.46 | 1.3 | 2.27 | 1 | 1.73 | Unimpaired - Delete | 3.2_Al | Surface | WQ | Surface_WQ_3.2_Al | Surface_WQ_3.2_Al | Fe_WQ_Al_3.2
Upper Guyandotte River | 1038 | WV1007939 | 024 | Island Creek | WV-OGU-1-B | Copperas Mine Fork | WVOG-65-B | -82.1326 | 37.8243 | HIGHLAND MINING COMPANY | 1994-05-24 | 7.57 | 4.31 |  | 11.88 | 2.07 | 3.58 | 1.3 | 2.27 | 2 | 3.47 | Unimpaired - Delete | 3.2_Al | Surface | Tech | Surface_Tech_3.2_Al | Surface_Tech_3.2_Al | Fe_Tech_Al_3.2
Upper Guyandotte River | 2133 | WV1008102 | 001 | Rockhouse Creek | WV-OGU-29-C | Lefthand Fork/Rockhouse Creek | WVOG-77-D | -81.9086 | 37.7039 | HAMPDEN COAL, LLC | 1989-11-16 | 0.26 | 0.76 | 0 | 1.02 | 3 | 5.26 | 0.43 | 0.75 | 2 | 3.47 | Unimpaired - Delete | 3.2_Al | Surface | Tech | Surface_Tech_3.2_Al | Surface_Tech_3.2_Al | Fe_Tech_Al_3.2
Upper Guyandotte River | 2133 | WV1008102 | 002 | Rockhouse Creek | WV-OGU-29-C | Lefthand Fork/Rockhouse Creek | WVOG-77-D | -81.9072 | 37.7049 | HAMPDEN COAL, LLC | 1989-11-16 | 0.7 | 0 |  | 0.7 | 3 | 5.26 | 0.43 | 0.75 | 2 | 3.47 | Unimpaired - Delete | 3.2_Al | Surface | Tech | Surface_Tech_3.2_Al | Surface_Tech_3.2_Al | Fe_Tech_Al_3.2
Upper Guyandotte River | 2133 | WV1008102 | 003 | Rockhouse Creek | WV-OGU-29-C | Lefthand Fork/Rockhouse Creek | WVOG-77-D | -81.9132 | 37.6896 | HAMPDEN COAL, LLC | 1989-11-16 | 1.53 | 0 | 0.02 | 1.53 | 3 | 5.26 | 0.43 | 0.75 | 2 | 3.47 | Unimpaired - Delete | 3.2_Al | DMR and Landuse | Tech | DMR and Landuse_Tech_3.2_Al | DMR and Landuse_Tech_3.2_Al | Fe_Tech_Al_3.2
Upper Guyandotte River | 2133 | WV1008102 | 004 | Rockhouse Creek | WV-OGU-29-C | Lefthand Fork/Rockhouse Creek | WVOG-77-D | -81.9078 | 37.7052 | HAMPDEN COAL, LLC | 1995-07-14 | 1 | 0 | 0.02 | 1 | 3 | 5.26 | 0.43 | 0.75 | 2 | 3.47 | Unimpaired - Delete | 3.2_Al | DMR | Tech | DMR_Tech_3.2_Al | DMR_Tech_3.2_Al | DMR Only
Upper Guyandotte River | 2133 | WV1008102 | 005 | Rockhouse Creek | WV-OGU-29-C | Lefthand Fork/Rockhouse Creek | WVOG-77-D | -81.9131 | 37.6902 | HAMPDEN COAL, LLC | 2001-02-09 | 0.22 | 0.57 | 0 | 0.79 | 3 | 5.26 | 0.43 | 0.75 | 2 | 3.47 | Unimpaired - Delete | 3.2_Al | Surface | Tech | Surface_Tech_3.2_Al | Surface_Tech_3.2_Al | Fe_Tech_Al_3.2
Upper Guyandotte River | 1029 | WV1008170 | 082 | Island Creek | WV-OGU-1-B-6 | Trace Fork | WVOG-65-B-4 | -82.1079 | 37.8113 | HIGHLAND MINING COMPANY | 2008-06-30 | 3.93 | 3.11 |  | 7.04 | 1.82 | 3.15 | 0.43 | 0.75 | 2 | 3.47 | Unimpaired - Delete | 3.2_Al | Surface | Tech | Surface_Tech_3.2_Al | Surface_Tech_3.2_Al | Fe_Tech_Al_3.2
Upper Guyandotte River | 1037 | WV1008251 | 001 | Island Creek | WV-OGU-1-B-15 | Dingess Fork | WVOG-65-B-8 | -82.1254 | 37.8399 | ARACOMA COAL COMPANY INC | 1989-12-29 | 119.3 | 276.86 |  | 396.16 | 1.42 | 2.46 | 0 | 0 | 2 | 3.47 | Unimpaired - Delete | 3.2_Al | Surface | WQ | Surface_WQ_3.2_Al | Surface_WQ_3.2_Al | Fe_WQ_Al_3.2
Upper Guyandotte River | 1037 | WV1008251 | 002 | Island Creek | WV-OGU-1-B-15 | Dingess Fork | WVOG-65-B-8 | -82.1243 | 37.8426 | ARACOMA COAL COMPANY INC | 1989-12-29 | 62.35 | 170.69 |  | 233.04 | 1.42 | 2.46 | 2.85 | 4.98 | 2 | 3.47 | Unimpaired - Delete | 3.2_Al | Surface | WQ | Surface_WQ_3.2_Al | Surface_WQ_3.2_Al | Fe_WQ_Al_3.2
Upper Guyandotte River | 1025 | WV1008277 | 003 | Island Creek | WV-OGU-1-B-3 | Whitman Creek | WVOG-65-B-2 | -82.0724 | 37.7859 | HIGHLAND MINING COMPANY | 1990-03-26 | 117.51 | 14.46 |  | 131.97 | 1.42 | 2.46 | 0.43 | 0.75 | 2 | 4 | Unimpaired - Delete | 3.2_Al | Surface | WQ | Surface_WQ_3.2_Al | Surface_WQ_3.2_Al | Fe_WQ_Al_3.2
Upper Guyandotte River | 1030 | WV1008277 | 004 | Island Creek | WV-OGU-1-B-6-E | UNT/Trace Fork RM 2.95 | WVOG-65-B-4-G | -82.0856 | 37.7953 | HIGHLAND MINING COMPANY | 1990-03-26 | 3.8 | 0 |  | 3.8 | 1.82 | 3.15 | 0.43 | 0.75 | 2 | 4 | Unimpaired - Delete | 3.2_Al | Surface | Tech | Surface_Tech_3.2_Al | Surface_Tech_3.2_Al | Fe_Tech_Al_3.2
Upper Guyandotte River | 1029 | WV1008277 | 009 | Island Creek | WV-OGU-1-B-6 | Trace Fork | WVOG-65-B-4 | -82.088 | 37.7985 | HIGHLAND MINING COMPANY | 1995-03-15 | 8.21 | 0 |  | 8.21 | 1.82 | 3.15 | 0.43 | 0.75 | 2 | 4 | Unimpaired - Delete | 3.2_Al | Surface | Tech | Surface_Tech_3.2_Al | Surface_Tech_3.2_Al | Fe_Tech_Al_3.2
Upper Guyandotte River | 1029 | WV1008277 | 010 | Island Creek | WV-OGU-1-B-6 | Trace Fork | WVOG-65-B-4 | -82.0898 | 37.7986 | HIGHLAND MINING COMPANY | 1995-03-15 | 2.08 | 0 |  | 2.08 | 1.82 | 3.15 | 0.43 | 0.75 | 2 | 4 | Unimpaired - Delete | 3.2_Al | Surface | Tech | Surface_Tech_3.2_Al | Surface_Tech_3.2_Al | Fe_Tech_Al_3.2
Upper Guyandotte River | 1029 | WV1008277 | 011 | Island Creek | WV-OGU-1-B-6 | Trace Fork | WVOG-65-B-4 | -82.091 | 37.7976 | HIGHLAND MINING COMPANY | 1995-03-15 | 2.9 | 0 |  | 2.9 | 1.82 | 3.15 | 0.43 | 0.75 | 2 | 4 | Unimpaired - Delete | 3.2_Al | Surface | Tech | Surface_Tech_3.2_Al | Surface_Tech_3.2_Al | Fe_Tech_Al_3.2
Upper Guyandotte River | 1030 | WV1008277 | 012 | Island Creek | WV-OGU-1-B-6-E | UNT/Trace Fork RM 2.95 | WVOG-65-B-4-G | -82.0902 | 37.7965 | HIGHLAND MINING COMPANY | 1995-03-15 | 4.98 | 0 |  | 4.98 | 1.82 | 3.15 | 0.43 | 0.75 | 2 | 4 | Unimpaired - Delete | 3.2_Al | Surface | Tech | Surface_Tech_3.2_Al | Surface_Tech_3.2_Al | Fe_Tech_Al_3.2
Upper Guyandotte River | 1025 | WV1008277 | 017 | Island Creek | WV-OGU-1-B-3 | Whitman Creek | WVOG-65-B-2 | -82.0617 | 37.7868 | HIGHLAND MINING COMPANY | 1995-03-15 | 7.66 | 0 |  | 7.66 | 2.28 | 3.94 | 0.43 | 0.75 | 2 | 4 | Unimpaired - Delete | 3.2_Al | Surface | Tech | Surface_Tech_3.2_Al | Surface_Tech_3.2_Al | Fe_Tech_Al_3.2
Upper Guyandotte River | 1029 | WV1008277 | 025 | Island Creek | WV-OGU-1-B-6 | Trace Fork | WVOG-65-B-4 | -82.0736 | 37.7978 | HIGHLAND MINING COMPANY | 1995-03-15 | 15.62 | 0 |  | 15.62 | 2.28 | 3.94 | 0.43 | 0.75 | 2 | 4 | Unimpaired - Delete | 3.2_Al | Surface | Tech | Surface_Tech_3.2_Al | Surface_Tech_3.2_Al | Fe_Tech_Al_3.2
Upper Guyandotte River | 1029 | WV1008277 | 026 | Island Creek | WV-OGU-1-B-6 | Trace Fork | WVOG-65-B-4 | -82.0753 | 37.7989 | HIGHLAND MINING COMPANY | 1995-03-15 | 1.82 | 0 |  | 1.82 | 2.28 | 3.94 | 0.43 | 0.75 | 2 | 4 | Unimpaired - Delete | 3.2_Al | Surface | Tech | Surface_Tech_3.2_Al | Surface_Tech_3.2_Al | Fe_Tech_Al_3.2
Upper Guyandotte River | 1029 | WV1008277 | 027 | Island Creek | WV-OGU-1-B-6 | Trace Fork | WVOG-65-B-4 | -82.0769 | 37.797 | HIGHLAND MINING COMPANY | 1995-03-15 | 20.92 | 0 |  | 20.92 | 2.28 | 3.94 | 0.43 | 0.75 | 2 | 4 | Unimpaired - Delete | 3.2_Al | Surface | Tech | Surface_Tech_3.2_Al | Surface_Tech_3.2_Al | Fe_Tech_Al_3.2
Upper Guyandotte River | 1025 | WV1008277 | 030 | Island Creek | WV-OGU-1-B-3 | Whitman Creek | WVOG-65-B-2 | -82.0807 | 37.7931 | HIGHLAND MINING COMPANY | 1995-03-15 | 31.84 | 0 |  | 31.84 | 2.28 | 3.94 | 0.43 | 0.75 | 2 | 4 | Unimpaired - Delete | 3.2_Al | Surface | Tech | Surface_Tech_3.2_Al | Surface_Tech_3.2_Al | Fe_Tech_Al_3.2
Upper Guyandotte River | 1029 | WV1008277 | 032 | Island Creek | WV-OGU-1-B-6 | Trace Fork | WVOG-65-B-4 | -82.0767 | 37.8034 | HIGHLAND MINING COMPANY | 2003-04-11 | 0.52 | 0 |  | 0.52 | 1.82 | 3.15 | 0.43 | 0.75 | 2 | 4 | Unimpaired - Delete | 3.2_Al | Surface | Tech | Surface_Tech_3.2_Al | Surface_Tech_3.2_Al | Fe_Tech_Al_3.2
Upper Guyandotte River | 1029 | WV1008277 | 033 | Island Creek | WV-OGU-1-B-6 | Trace Fork | WVOG-65-B-4 | -82.0773 | 37.8026 | HIGHLAND MINING COMPANY | 2003-04-11 | 0.99 | 0 |  | 0.99 | 1.82 | 3.15 | 0.43 | 0.75 | 2 | 4 | Unimpaired - Delete | 3.2_Al | Surface | Tech | Surface_Tech_3.2_Al | Surface_Tech_3.2_Al | Fe_Tech_Al_3.2
Upper Guyandotte River | 1029 | WV1008277 | 034 | Island Creek | WV-OGU-1-B-6 | Trace Fork | WVOG-65-B-4 | -82.0781 | 37.8019 | HIGHLAND MINING COMPANY | 2003-04-11 | 0.47 | 0 |  | 0.47 | 1.82 | 3.15 | 0.43 | 0.75 | 2 | 4 | Unimpaired - Delete | 3.2_Al | Surface | Tech | Surface_Tech_3.2_Al | Surface_Tech_3.2_Al | Fe_Tech_Al_3.2
Upper Guyandotte River | 1029 | WV1008277 | 036 | Island Creek | WV-OGU-1-B-6 | Trace Fork | WVOG-65-B-4 | -82.076 | 37.7984 | HIGHLAND MINING COMPANY | 2003-04-11 | 1.63 | 0 |  | 1.63 | 1.82 | 3.15 | 0.43 | 0.75 | 2 | 4 | Unimpaired - Delete | 3.2_Al | Surface | Tech | Surface_Tech_3.2_Al | Surface_Tech_3.2_Al | Fe_Tech_Al_3.2
Upper Guyandotte River | 1022 | WV1008277 | 037 | Island Creek | WV-OGU-1-B-3-E | UNT/Whitman Creek RM 3.83 (Skifus Branch) | WVOG-65-B-2-C | -82.0618 | 37.7915 | HIGHLAND MINING COMPANY | 2003-04-11 | 5.84 | 0 |  | 5.84 | 2.28 | 3.94 | 0.43 | 0.75 | 2 | 4 | Unimpaired - Delete | 3.2_Al | Surface | Tech | Surface_Tech_3.2_Al | Surface_Tech_3.2_Al | Fe_Tech_Al_3.2
Upper Guyandotte River | 1029 | WV1008277 | 038 | Island Creek | WV-OGU-1-B-6 | Trace Fork | WVOG-65-B-4 | -82.0706 | 37.7981 | HIGHLAND MINING COMPANY | 2003-04-11 | 15.83 | 0 |  | 15.83 | 2.28 | 3.94 | 0.43 | 0.75 | 2 | 4 | Unimpaired - Delete | 3.2_Al | Surface | Tech | Surface_Tech_3.2_Al | Surface_Tech_3.2_Al | Fe_Tech_Al_3.2
Upper Guyandotte River | 1029 | WV1008277 | 039 | Island Creek | WV-OGU-1-B-6 | Trace Fork | WVOG-65-B-4 | -82.0694 | 37.7964 | HIGHLAND MINING COMPANY | 2003-04-11 | 2.6 | 0 |  | 2.6 | 2.28 | 3.94 | 0.43 | 0.75 | 2 | 4 | Unimpaired - Delete | 3.2_Al | Surface | Tech | Surface_Tech_3.2_Al | Surface_Tech_3.2_Al | Fe_Tech_Al_3.2
Upper Guyandotte River | 1025 | WV1008277 | 048 | Island Creek | WV-OGU-1-B-3 | Whitman Creek | WVOG-65-B-2 | -82.0711 | 37.7886 | HIGHLAND MINING COMPANY | 2009-02-10 | 5.19 | 0 |  | 5.19 | 1.82 | 3.15 | 0.43 | 0.75 | 2 | 3.47 | Unimpaired - Delete | 3.2_Al | Surface | Tech | Surface_Tech_3.2_Al | Surface_Tech_3.2_Al | Fe_Tech_Al_3.2
Upper Guyandotte River | 1030 | WV1008277 | 049 | Island Creek | WV-OGU-1-B-6-E | UNT/Trace Fork RM 2.95 | WVOG-65-B-4-G | -82.0844 | 37.794 | HIGHLAND MINING COMPANY | 2014-10-20 | 6.2 | 0 |  | 6.2 | 1.82 | 3.15 | 0.43 | 0.75 | 2 | 4 | Unimpaired - Delete | 3.2_Al | Surface | Tech | Surface_Tech_3.2_Al | Surface_Tech_3.2_Al | Fe_Tech_Al_3.2
Upper Guyandotte River | 1030 | WV1008277 | 050 | Island Creek | WV-OGU-1-B-6-E | UNT/Trace Fork RM 2.95 | WVOG-65-B-4-G | -82.0868 | 37.7964 | HIGHLAND MINING COMPANY | 2014-10-20 | 3 | 0 |  | 3 | 1.82 | 3.15 | 0.43 | 0.75 | 2 | 4 | Unimpaired - Delete | 3.2_Al | Surface | Tech | Surface_Tech_3.2_Al | Surface_Tech_3.2_Al | Fe_Tech_Al_3.2
Upper Guyandotte River | 1030 | WV1008277 | 051 | Island Creek | WV-OGU-1-B-6-E | UNT/Trace Fork RM 2.95 | WVOG-65-B-4-G | -82.0882 | 37.797 | HIGHLAND MINING COMPANY | 2014-10-20 | 1.5 | 0 |  | 1.5 | 1.82 | 3.15 | 0.43 | 0.75 | 2 | 4 | Unimpaired - Delete | 3.2_Al | Surface | Tech | Surface_Tech_3.2_Al | Surface_Tech_3.2_Al | Fe_Tech_Al_3.2
Upper Guyandotte River | 1025 | WV1008285 | 003 | Island Creek | WV-OGU-1-B-3 | Whitman Creek | WVOG-65-B-2 | -82.0798 | 37.7883 | HIGHLAND MINING COMPANY | 1990-04-02 | 12.6 | 58.6 |  | 71.2 | 1.42 | 2.46 | 1.89 | 3.27 | 2 | 3.47 | Unimpaired - Delete | 3.2_Al | Surface | WQ | Surface_WQ_3.2_Al | Surface_WQ_3.2_Al | Fe_WQ_Al_3.2
Upper Guyandotte River | 4045 | WV1008706 | 003 | Guyandotte River (Upper) | WV-OGU | Guyandotte River (upper) | WVOG-up | -81.6125 | 37.601 | BROOKS RUN SOUTH MINING, LLC | 2016-06-28 | 4.51 | 5.63 | 0.05 | 10.14 | 1.42 | 2.46 | 0.81 | 1.41 | 2 | 3.47 | Unimpaired - Delete | 3.2_Al | DMR and Landuse | WQ | DMR and Landuse_WQ_3.2_Al | DMR and Landuse_WQ_3.2_Al | Fe_WQ_Al_3.2
Upper Guyandotte River | 3042 | WV1008901 | 002 | Clear Fork | WV-OGU-70 | Clear Fork | WVOGC | -81.6061 | 37.7014 | SYNERGY COAL LLC | 1990-06-19 | 0.92 | 7.7 |  | 8.62 | 2.28 | 3.94 | 0.43 | 0.75 | 2 | 3.47 | Unimpaired - Delete | 3.2_Al | Surface | Tech | Surface_Tech_3.2_Al | Surface_Tech_3.2_Al | Fe_Tech_Al_3.2
Upper Guyandotte River | 3042 | WV1008901 | 003 | Clear Fork | WV-OGU-70 | Clear Fork | WVOGC | -81.6053 | 37.7046 | SYNERGY COAL LLC | 1990-06-19 | 0.06 | 0 |  | 0.06 | 2.28 | 3.94 | 0.43 | 0.75 | 2 | 3.47 | Unimpaired - Delete | 3.2_Al | Surface | Tech | Surface_Tech_3.2_Al | Surface_Tech_3.2_Al | Fe_Tech_Al_3.2
Upper Guyandotte River | 3042 | WV1008901 | 004 | Clear Fork | WV-OGU-70 | Clear Fork | WVOGC | -81.6064 | 37.6998 | SYNERGY COAL LLC | 1990-06-19 | 41.4 | 39.12 |  | 80.52 | 2.28 | 3.94 | 0.43 | 0.75 | 2 | 3.47 | Unimpaired - Delete | 3.2_Al | Surface | Tech | Surface_Tech_3.2_Al | Surface_Tech_3.2_Al | Fe_Tech_Al_3.2
Upper Guyandotte River | 3042 | WV1008901 | 005 | Clear Fork | WV-OGU-70 | Clear Fork | WVOGC | -81.6055 | 37.7047 | SYNERGY COAL LLC | 1990-06-19 | 0.1 | 0 |  | 0.1 | 2.25 | 3.94 | 0.43 | 0.75 | 2 | 3.47 | Unimpaired - Delete | 3.2_Al | Surface | Tech | Surface_Tech_3.2_Al | Surface_Tech_3.2_Al | Fe_Tech_Al_3.2
Upper Guyandotte River | 3042 | WV1008901 | 007 | Clear Fork | WV-OGU-70 | Clear Fork | WVOGC | -81.6046 | 37.7044 | SYNERGY COAL LLC | 1996-02-13 | 4.54 | 0 |  | 4.54 | 2.28 | 3.94 | 0.43 | 0.75 | 2 | 3.47 | Unimpaired - Delete | 3.2_Al | Surface | Tech | Surface_Tech_3.2_Al | Surface_Tech_3.2_Al | Fe_Tech_Al_3.2
Upper Guyandotte River | 3042 | WV1008901 | 008 | Clear Fork | WV-OGU-70 | Clear Fork | WVOGC | -81.6069 | 37.7005 | SYNERGY COAL LLC | 1996-01-07 | 4.54 | 0 |  | 4.54 | 2.88 | 3.94 | 0.43 | 0.75 | 2 | 3.47 | Unimpaired - Delete | 3.2_Al | Surface | Tech | Surface_Tech_3.2_Al | Surface_Tech_3.2_Al | Fe_Tech_Al_3.2
Upper Guyandotte River | 2012 | WV1010689 | 001 | Dingess Run | WV-OGU-4 | Dingess Run | WVOG-68 | -81.9024 | 37.8648 | ARACOMA COAL COMPANY INC | 1990-11-08 | 279 | 85 |  | 364 | 1.42 | 2.46 | 3 | 5.2 | 2 | 3.47 | Unimpaired - Delete | 3.2_Al | Surface | WQ | Surface_WQ_3.2_Al | Surface_WQ_3.2_Al | Fe_WQ_Al_3.2
Upper Guyandotte River | 2016 | WV1010689 | 002 | Dingess Run | WV-OGU-4 | Dingess Run | WVOG-68 | -81.8994 | 37.8614 | ARACOMA COAL COMPANY INC | 1990-11-08 | 95.2 | 290.99 |  | 386.19 | 1.42 | 2.46 | 3 | 5.2 | 2 | 3.47 | Unimpaired - Delete | 3.2_Al | Surface | WQ | Surface_WQ_3.2_Al | Surface_WQ_3.2_Al | Fe_WQ_Al_3.2
Upper Guyandotte River | 2022 | WV1010689 | 003 | Dingess Run | WV-OGU-4 | Dingess Run | WVOG-68 | -81.8711 | 37.8683 | ARACOMA COAL COMPANY INC | 1990-11-08 | 46.4 | 58.9 |  | 105.3 | 1.42 | 2.46 | 3 | 5.2 | 2 | 3.47 | Unimpaired - Delete | 3.2_Al | Surface | WQ | Surface_WQ_3.2_Al | Surface_WQ_3.2_Al | Fe_WQ_Al_3.2
Upper Guyandotte River | 2009 | WV1010689 | 004 | Dingess Run | WV-OGU-4-E | Ethel Hollow | WVOG-68-E | -81.8951 | 37.8768 | ARACOMA COAL COMPANY INC | 1990-11-08 | 60.4 | 55.48 |  | 115.88 | 1.42 | 2.46 | 1.11 | 1.93 | 2 | 3.47 | Unimpaired - Delete | 3.2_Al | Surface | WQ | Surface_WQ_3.2_Al | Surface_WQ_3.2_Al | Fe_WQ_Al_3.2
Upper Guyandotte River | 2016 | WV1010689 | 006 | Dingess Run | WV-OGU-4 | Dingess Run | WVOG-68 | -81.8807 | 37.8644 | ARACOMA COAL COMPANY INC | 1990-11-08 | 34.7 | 0 |  | 34.7 | 3 | 5.26 | 3 | 5.2 | 2 | 3.47 | Unimpaired - Delete | 3.2_Al | Surface | Tech | Surface_Tech_3.2_Al | Surface_Tech_3.2_Al | Fe_Tech_Al_3.2
Upper Guyandotte River | 2016 | WV1010689 | 007 | Dingess Run | WV-OGU-4 | Dingess Run | WVOG-68 | -81.8848 | 37.8629 | ARACOMA COAL COMPANY INC | 1990-11-08 | 20.7 | 0 |  | 20.7 | 3 | 5.26 | 3 | 5.2 | 2 | 3.47 | Unimpaired - Delete | 3.2_Al | Surface | Tech | Surface_Tech_3.2_Al | Surface_Tech_3.2_Al | Fe_Tech_Al_3.2
Upper Guyandotte River | 2016 | WV1010689 | 008 | Dingess Run | WV-OGU-4 | Dingess Run | WVOG-68 | -81.892 | 37.8611 | ARACOMA COAL COMPANY INC | 1990-11-08 | 32.6 | 0 |  | 32.6 | 3 | 5.26 | 3 | 5.2 | 2 | 3.47 | Unimpaired - Delete | 3.2_Al | Surface | Tech | Surface_Tech_3.2_Al | Surface_Tech_3.2_Al | Fe_Tech_Al_3.2
Upper Guyandotte River | 2012 | WV1010689 | 009 | Dingess Run | WV-OGU-4 | Dingess Run | WVOG-68 | -81.9054 | 37.8666 | ARACOMA COAL COMPANY INC | 1990-11-08 | 14.28 | 0 |  | 14.28 | 1.3 | 2.26 | 3 | 5.2 | 2 | 3.47 | Unimpaired - Delete | 3.2_Al | Surface | WQ | Surface_WQ_3.2_Al | Surface_WQ_3.2_Al | Fe_WQ_Al_3.2
Upper Guyandotte River | 2009 | WV1010689 | 011 | Dingess Run | WV-OGU-4-E | Ethel Hollow | WVOG-68-E | -81.8864 | 37.8763 | ARACOMA COAL COMPANY INC | 1990-11-08 | 21.55 | 0 |  | 21.55 | 1.42 | 2.46 | 3 | 5.2 | 2 | 3.47 | Unimpaired - Delete | 3.2_Al | Surface | WQ | Surface_WQ_3.2_Al | Surface_WQ_3.2_Al | Fe_WQ_Al_3.2
Upper Guyandotte River | 2009 | WV1010689 | 012 | Dingess Run | WV-OGU-4-E | Ethel Hollow | WVOG-68-E | -81.8773 | 37.8756 | ARACOMA COAL COMPANY INC | 1990-11-08 | 28.16 | 0 |  | 28.16 | 1.42 | 2.46 | 3 | 5.2 | 2 | 3.47 | Unimpaired - Delete | 3.2_Al | Surface | WQ | Surface_WQ_3.2_Al | Surface_WQ_3.2_Al | Fe_WQ_Al_3.2
Upper Guyandotte River | 2012 | WV1010689 | 028 | Dingess Run | WV-OGU-4 | Dingess Run | WVOG-68 | -81.9117 | 37.8658 | ARACOMA COAL COMPANY INC | 1996-01-30 | 19.4 | 28.71 |  | 48.11 | 1.42 | 2.46 | 0.4329 | 0.75 | 2 | 3.47 | Unimpaired - Delete | 3.2_Al | Surface | WQ | Surface_WQ_3.2_Al | Surface_WQ_3.2_Al | Fe_WQ_Al_3.2
Upper Guyandotte River | 2009 | WV1010689 | 029 | Dingess Run | WV-OGU-4-E | Ethel Hollow | WVOG-68-E | -81.9092 | 37.8717 | ARACOMA COAL COMPANY INC | 1996-01-30 | 11.2 | 184.39 |  | 195.59 | 1.42 | 2.46 | 1.11 | 1.93 | 2 | 3.47 | Unimpaired - Delete | 3.2_Al | Surface | WQ | Surface_WQ_3.2_Al | Surface_WQ_3.2_Al | Fe_WQ_Al_3.2
Upper Guyandotte River | 2009 | WV1010689 | 030 | Dingess Run | WV-OGU-4-E | Ethel Hollow | WVOG-68-E | -81.9043 | 37.8732 | ARACOMA COAL COMPANY INC | 1996-01-30 | 7.26 | 90.7 |  | 97.96 | 1.42 | 2.46 | 1.11 | 1.93 | 2 | 3.47 | Unimpaired - Delete | 3.2_Al | Surface | WQ | Surface_WQ_3.2_Al | Surface_WQ_3.2_Al | Fe_WQ_Al_3.2
Upper Guyandotte River | 2009 | WV1010689 | 031 | Dingess Run | WV-OGU-4-E | Ethel Hollow | WVOG-68-E | -81.9009 | 37.8774 | ARACOMA COAL COMPANY INC | 1996-01-30 | 3.37 | 4.97 |  | 8.34 | 1.42 | 2.46 | 1.11 | 1.93 | 2 | 3.47 | Unimpaired - Delete | 3.2_Al | Surface | WQ | Surface_WQ_3.2_Al | Surface_WQ_3.2_Al | Fe_WQ_Al_3.2
Upper Guyandotte River | 2009 | WV1010689 | 032 | Dingess Run | WV-OGU-4-E | Ethel Hollow | WVOG-68-E | -81.9031 | 37.8755 | ARACOMA COAL COMPANY INC | 1996-01-30 | 7.05 | 11.16 |  | 18.21 | 3 | 5.26 | 1.11 | 1.93 | 2 | 3.47 | Unimpaired - Delete | 3.2_Al | Surface | Tech | Surface_Tech_3.2_Al | Surface_Tech_3.2_Al | Fe_Tech_Al_3.2
Upper Guyandotte River | 2003 | WV1010689 | 034 | Dingess Run | WV-OGU-4-A | Bandmill Hollow (Righthand Fork) | WVOG-68-A | -81.9357 | 37.8428 | ARACOMA COAL COMPANY INC | 1996-01-30 | 0.6 | 1.29 |  | 1.89 | 3 | 5.26 | 0.62 | 1.08 | 2 | 3.47 | Unimpaired - Delete | 3.2_Al | Surface | Tech | Surface_Tech_3.2_Al | Surface_Tech_3.2_Al | Fe_Tech_Al_3.2
Upper Guyandotte River | 2022 | WV1010689 | 019 | Dingess Run | WV-OGU-4 | Dingess Run | WVOG-68 | -81.8638 | 37.8727 | ARACOMA COAL COMPANY INC | 1999-08-04 | 42.34 | 0 |  | 42.34 | 3 | 5.26 | 3 | 5.2 | 2 | 3.47 | Unimpaired - Delete | 3.2_Al | Surface | Tech | Surface_Tech_3.2_Al | Surface_Tech_3.2_Al | Fe_Tech_Al_3.2
Upper Guyandotte River | 2009 | WV1010689 | 022 | Dingess Run | WV-OGU-4-E | Ethel Hollow | WVOG-68-E | -81.9008 | 37.8733 | ARACOMA COAL COMPANY INC | 1999-08-04 | 43.3 | 0 |  | 43.3 | 3 | 5.26 | 1.11 | 1.93 | 2 | 3.47 | Unimpaired - Delete | 3.2_Al | Surface | Tech | Surface_Tech_3.2_Al | Surface_Tech_3.2_Al | Fe_Tech_Al_3.2
Upper Guyandotte River | 2009 | WV1010689 | 026 | Dingess Run | WV-OGU-4-E | Ethel Hollow | WVOG-68-E | -81.8723 | 37.8777 | ARACOMA COAL COMPANY INC | 1999-08-04 | 34.52 | 0 |  | 34.52 | 3 | 5.26 | 3 | 5.2 | 2 | 3.47 | Unimpaired - Delete | 3.2_Al | Surface | Tech | Surface_Tech_3.2_Al | Surface_Tech_3.2_Al | Fe_Tech_Al_3.2
Upper Guyandotte River | 2003 | WV1010689 | 041 | Dingess Run | WV-OGU-4-A | Bandmill Hollow (Righthand Fork) | WVOG-68-A | -81.9406 | 37.8426 | ARACOMA COAL COMPANY INC | 2000-09-18 | 5.2 | 0 | 4.46 | 5.2 | 3 | 5.26 | 0.62 | 1.08 | 2 | 3.47 | Unimpaired - Delete | 3.2_Al | DMR and Landuse | Tech | DMR and Landuse_Tech_3.2_Al | DMR and Landuse_Tech_3.2_Al | Fe_Tech_Al_3.2
Upper Guyandotte River | 2003 | WV1010689 | 042 | Dingess Run | WV-OGU-4-A | Bandmill Hollow (Righthand Fork) | WVOG-68-A | -81.9415 | 37.8416 | ARACOMA COAL COMPANY INC | 2000-09-18 | 24.93 | 93.14 | 0.89 | 118.07 | 3 | 5.26 | 0.62 | 1.08 | 2 | 3.47 | Unimpaired - Delete | 3.2_Al | DMR and Landuse | Tech | DMR and Landuse_Tech_3.2_Al | DMR and Landuse_Tech_3.2_Al | Fe_Tech_Al_3.2
Upper Guyandotte River | 2008 | WV1010689 | 043 | Dingess Run | WV-OGU-4 | Dingess Run | WVOG-68 | -81.9411 | 37.8517 | ARACOMA COAL COMPANY INC | 2000-09-18 | 0.7 | 5.41 | 2.23 | 6.11 | 1.42 | 2.46 | 3 | 5.2 | 1 | 1.73 | Unimpaired - Delete | 3.2_Al | DMR and Landuse | WQ | DMR and Landuse_WQ_3.2_Al | DMR and Landuse_WQ_3.2_Al | Fe_WQ_Al_3.2
Upper Guyandotte River | 2008 | WV1010689 | 044 | Dingess Run | WV-OGU-4 | Dingess Run | WVOG-68 | -81.9165 | 37.8652 | ARACOMA COAL COMPANY INC | 2000-09-18 | 0.83 | 4.72 | 5.46 | 5.55 | 1.42 | 2.46 | 3 | 5.2 | 2 | 3.47 | Unimpaired - Delete | 3.2_Al | DMR and Landuse | WQ | DMR and Landuse_WQ_3.2_Al | DMR and Landuse_WQ_3.2_Al | Fe_WQ_Al_3.2
Upper Guyandotte River | 2009 | WV1010689 | 045 | Dingess Run | WV-OGU-4-E | Ethel Hollow | WVOG-68-E | -81.9084 | 37.8706 | ARACOMA COAL COMPANY INC | 2000-09-18 | 4.12 | 5.06 | 6.68 | 9.18 | 3 | 5.26 | 1.11 | 1.93 | 2 | 3.47 | Unimpaired - Delete | 3.2_Al | DMR and Landuse | Tech | DMR and Landuse_Tech_3.2_Al | DMR and Landuse_Tech_3.2_Al | Fe_Tech_Al_3.2
Upper Guyandotte River | 2010 | WV1010689 | 046 | Dingess Run | WV-OGU-4-E-3 | Big Dark Hollow |  | -81.9032 | 37.8922 | ARACOMA COAL COMPANY INC | 2000-09-18 | 1.26 | 10.08 |  | 11.34 | 3 | 5.26 | 0.43 | 0.75 | 2 | 3.47 | Unimpaired - Delete | 3.2_Al | Surface | Tech | Surface_Tech_3.2_Al | Surface_Tech_3.2_Al | Fe_Tech_Al_3.2
Upper Guyandotte River | 2003 | WV1010689 | 047 | Dingess Run | WV-OGU-4-A | Bandmill Hollow (Righthand Fork) | WVOG-68-A | -81.9237 | 37.8384 | ARACOMA COAL COMPANY INC | 2000-09-18 | 1 | 0 | 9.08 | 1 | 3 | 5.26 | 0.43 | 0.75 | 2 | 3.47 | Unimpaired - Delete | 3.2_Al | DMR | Tech | DMR_Tech_3.2_Al | DMR_Tech_3.2_Al | DMR Only
Upper Guyandotte River | 2009 | WV1010689 | 048 | Dingess Run | WV-OGU-4-E | Ethel Hollow | WVOG-68-E | -81.8983 | 37.8776 | ARACOMA COAL COMPANY INC | 2000-09-18 | 0.67 | 3.06 | 6.91 | 3.73 | 1.42 | 2.46 | 1.11 | 1.93 | 2 | 3.47 | Unimpaired - Delete | 3.2_Al | DMR | WQ | DMR_WQ_3.2_Al | DMR_WQ_3.2_Al | DMR Only
Upper Guyandotte River | 2022 | WV1010689 | 049 | Dingess Run | WV-OGU-4 | Dingess Run | WVOG-68 | -81.8703 | 37.8685 | ARACOMA COAL COMPANY INC | 2000-09-18 | 0.89 | 4.29 |  | 5.18 | 3 | 5.26 | 3 | 5.2 | 2 | 3.47 | Unimpaired - Delete | 3.2_Al | Surface | Tech | Surface_Tech_3.2_Al | Surface_Tech_3.2_Al | Fe_Tech_Al_3.2
Upper Guyandotte River | 2003 | WV1010689 | 050 | Dingess Run | WV-OGU-4-A | Bandmill Hollow (Righthand Fork) | WVOG-68-A | -81.9262 | 37.8365 | ARACOMA COAL COMPANY INC | 2003-11-12 | 10.72 | 27.61 |  | 38.33 | 3 | 5.26 | 0.62 | 1.08 | 2 | 3.47 | Unimpaired - Delete | 3.2_Al | Surface | Tech | Surface_Tech_3.2_Al | Surface_Tech_3.2_Al | Fe_Tech_Al_3.2
Upper Guyandotte River | 2003 | WV1010689 | 051 | Dingess Run | WV-OGU-4-A | Bandmill Hollow (Righthand Fork) | WVOG-68-A | -81.9308 | 37.8409 | ARACOMA COAL COMPANY INC | 2003-11-12 | 2.48 | 26.71 |  | 29.19 | 3 | 5.26 | 0.62 | 1.08 | 2 | 3.47 | Unimpaired - Delete | 3.2_Al | Surface | Tech | Surface_Tech_3.2_Al | Surface_Tech_3.2_Al | Fe_Tech_Al_3.2
Upper Guyandotte River | 2016 | WV1010689 | 052 | Dingess Run | WV-OGU-4 | Dingess Run | WVOG-68 | -81.9 | 37.8632 | ARACOMA COAL COMPANY INC | 2006-03-21 | 1.09 | 0 |  | 1.09 | 3 | 5.26 | 3 | 5.2 | 2 | 3.47 | Unimpaired - Delete | 3.2_Al | Surface | Tech | Surface_Tech_3.2_Al | Surface_Tech_3.2_Al | Fe_Tech_Al_3.2
Upper Guyandotte River | 2013 | WV1010689 | 053 | Dingess Run | WV-OGU-4-G | Freeze Fork | WVOG-68-G | -81.9016 | 37.86 | ARACOMA COAL COMPANY INC | 2006-03-21 | 1.72 | 1.37 |  | 3.09 | 3 | 5.26 | 3 | 5.2 | 2 | 3.47 | Unimpaired - Delete | 3.2_Al | Surface | Tech | Surface_Tech_3.2_Al | Surface_Tech_3.2_Al | Fe_Tech_Al_3.2
Upper Guyandotte River | 2008 | WV1010689 | 055 | Dingess Run | WV-OGU-4 | Dingess Run | WVOG-68 | -81.931 | 37.8559 | ARACOMA COAL COMPANY INC | 2008-04-23 | 1 | 0 |  | 1 | 1.42 | 2.46 | 0.43 | 0.75 | 1 | 1.73 | Unimpaired - Delete | 3.2_Al | Surface | WQ | Surface_WQ_3.2_Al | Surface_WQ_3.2_Al | Fe_WQ_Al_3.2
Upper Guyandotte River | 2022 | WV1010689 | 056 | Dingess Run | WV-OGU-4 | Dingess Run | WVOG-68 | -81.8676 | 37.8758 | ARACOMA COAL COMPANY INC | 2014-03-31 | 17 | 0.4 |  | 17.4 | 3 | 5.26 | 3 | 5.2 | 2 | 3.47 | Unimpaired - Delete | 3.2_Al | Surface | Tech | Surface_Tech_3.2_Al | Surface_Tech_3.2_Al | Fe_Tech_Al_3.2
Upper Guyandotte River | 2022 | WV1010689 | 057 | Dingess Run | WV-OGU-4 | Dingess Run | WVOG-68 | -81.8706 | 37.8746 | ARACOMA COAL COMPANY INC | 2014-03-31 | 34.52 | 0 |  | 34.52 | 3 | 5.26 | 3 | 5.2 | 2 | 3.47 | Unimpaired - Delete | 3.2_Al | Surface | Tech | Surface_Tech_3.2_Al | Surface_Tech_3.2_Al | Fe_Tech_Al_3.2
Upper Guyandotte River | 2009 | WV1010689 | 058 | Dingess Run | WV-OGU-4-E | Ethel Hollow | WVOG-68-E | -81.8911 | 37.8763 | ARACOMA COAL COMPANY INC | 2014-03-31 | 11.89 | 0 |  | 11.89 | 1.42 | 2.46 | 2.18 | 3.77 | 2 | 3.47 | Unimpaired - Delete | 3.2_Al | Surface | WQ | Surface_WQ_3.2_Al | Surface_WQ_3.2_Al | Fe_WQ_Al_3.2
Upper Guyandotte River | 2009 | WV1010689 | 059 | Dingess Run | WV-OGU-4-E | Ethel Hollow | WVOG-68-E | -81.8828 | 37.8767 | ARACOMA COAL COMPANY INC | 2014-03-31 | 20.03 | 0 |  | 20.03 | 1.42 | 2.46 | 3 | 5.2 | 2 | 3.47 | Unimpaired - Delete | 3.2_Al | Surface | WQ | Surface_WQ_3.2_Al | Surface_WQ_3.2_Al | Fe_WQ_Al_3.2
Upper Guyandotte River | 2009 | WV1010689 | 060 | Dingess Run | WV-OGU-4-E | Ethel Hollow | WVOG-68-E | -81.9071 | 37.868 | ARACOMA COAL COMPANY INC | 2014-03-31 | 8.72 | 0 |  | 8.72 | 1.42 | 2.46 | 1.11 | 1.93 | 2 | 3.47 | Unimpaired - Delete | 3.2_Al | Surface | WQ | Surface_WQ_3.2_Al | Surface_WQ_3.2_Al | Fe_WQ_Al_3.2
Upper Guyandotte River | 2009 | WV1010689 | 061 | Dingess Run | WV-OGU-4-E | Ethel Hollow | WVOG-68-E | -81.9048 | 37.8697 | ARACOMA COAL COMPANY INC | 2014-03-31 | 10.66 | 0 |  | 10.66 | 1.42 | 2.46 | 1.11 | 1.93 | 2 | 3.47 | Unimpaired - Delete | 3.2_Al | Surface | WQ | Surface_WQ_3.2_Al | Surface_WQ_3.2_Al | Fe_WQ_Al_3.2
Upper Guyandotte River | 2009 | WV1010689 | 062 | Dingess Run | WV-OGU-4-E | Ethel Hollow | WVOG-68-E | -81.9025 | 37.8713 | ARACOMA COAL COMPANY INC | 2014-03-31 | 22.17 | 0 |  | 22.17 | 1.42 | 2.46 | 1.11 | 1.93 | 2 | 3.47 | Unimpaired - Delete | 3.2_Al | Surface | WQ | Surface_WQ_3.2_Al | Surface_WQ_3.2_Al | Fe_WQ_Al_3.2
Upper Guyandotte River | 2009 | WV1010689 | 063 | Dingess Run | WV-OGU-4-E | Ethel Hollow | WVOG-68-E | -81.9006 | 37.8722 | ARACOMA COAL COMPANY INC | 2014-03-31 | 43.5 | 0 |  | 43.5 | 3 | 5.26 | 1.11 | 1.93 | 2 | 3.47 | Unimpaired - Delete | 3.2_Al | Surface | Tech | Surface_Tech_3.2_Al | Surface_Tech_3.2_Al | Fe_Tech_Al_3.2
Upper Guyandotte River | 2009 | WV1010689 | 064 | Dingess Run | WV-OGU-4-E | Ethel Hollow | WVOG-68-E | -81.8993 | 37.8756 | ARACOMA COAL COMPANY INC | 2014-03-31 | 2.9 | 0 |  | 2.9 | 1.42 | 2.46 | 2.18 | 3.77 | 2 | 3.47 | Unimpaired - Delete | 3.2_Al | Surface | WQ | Surface_WQ_3.2_Al | Surface_WQ_3.2_Al | Fe_WQ_Al_3.2
Upper Guyandotte River | 2009 | WV1010689 | 065 | Dingess Run | WV-OGU-4-E | Ethel Hollow | WVOG-68-E | -81.8974 | 37.8751 | ARACOMA COAL COMPANY INC | 2014-03-31 | 17.02 | 0 |  | 17.02 | 1.42 | 2.46 | 1.11 | 1.93 | 2 | 3.47 | Unimpaired - Delete | 3.2_Al | Surface | WQ | Surface_WQ_3.2_Al | Surface_WQ_3.2_Al | Fe_WQ_Al_3.2
Upper Guyandotte River | 2009 | WV1010689 | 068 | Dingess Run | WV-OGU-4-E | Ethel Hollow | WVOG-68-E | -81.9035 | 37.8698 | ARACOMA COAL COMPANY INC | 2017-03-06 | 24.75 | 0 |  | 24.75 | 1.42 | 2.46 | 1.11 | 1.93 | 2 | 3.47 | Unimpaired - Delete | 3.2_Al | Surface | WQ | Surface_WQ_3.2_Al | Surface_WQ_3.2_Al | Fe_WQ_Al_3.2
Upper Guyandotte River | 2009 | WV1010689 | 069 | Dingess Run | WV-OGU-4-E | Ethel Hollow | WVOG-68-E | -81.8754 | 37.8757 | ARACOMA COAL COMPANY INC | 2017-03-06 | 10.45 | 0 |  | 10.45 | 1.42 | 2.46 | 3 | 5.2 | 2 | 3.47 | Unimpaired - Delete | 3.2_Al | Surface | WQ | Surface_WQ_3.2_Al | Surface_WQ_3.2_Al | Fe_WQ_Al_3.2
Upper Guyandotte River | 1029 | WV1011022 | 001 | Island Creek | WV-OGU-1-B-6 | Trace Fork | WVOG-65-B-4 | -82.0884 | 37.8064 | TRACE CREEK COAL COMPANY | 1991-09-19 | 6.7 | 1.45 |  | 8.15 | 1.82 | 3.15 | 0.43 | 0.75 | 2 | 3.47 | Unimpaired - Delete | 3.2_Al | Surface | Tech | Surface_Tech_3.2_Al | Surface_Tech_3.2_Al | Fe_Tech_Al_3.2
Upper Guyandotte River | 1029 | WV1011022 | 002 | Island Creek | WV-OGU-1-B-6 | Trace Fork | WVOG-65-B-4 | -82.088 | 37.8078 | TRACE CREEK COAL COMPANY | 1991-09-19 | 3.72 | 4.13 |  | 7.85 | 1.82 | 3.15 | 0.43 | 0.75 | 2 | 3.47 | Unimpaired - Delete | 3.2_Al | Surface | Tech | Surface_Tech_3.2_Al | Surface_Tech_3.2_Al | Fe_Tech_Al_3.2
Upper Guyandotte River | 1029 | WV1011022 | 003 | Island Creek | WV-OGU-1-B-6 | Trace Fork | WVOG-65-B-4 | -82.0963 | 37.8076 | TRACE CREEK COAL COMPANY | 1991-09-19 | 2.1 | 0 |  | 2.1 | 1.82 | 3.15 | 0.43 | 0.75 | 2 | 3.47 | Unimpaired - Delete | 3.2_Al | Surface | Tech | Surface_Tech_3.2_Al | Surface_Tech_3.2_Al | Fe_Tech_Al_3.2
Upper Guyandotte River | 1031 | WV1011022 | 004 | Island Creek | WV-OGU-1-B-6 | Trace Fork | WVOG-65-B-4 | -82.0992 | 37.804 | TRACE CREEK COAL COMPANY | 1991-09-19 | 5.17 | 7.62 |  | 12.79 | 1.82 | 3.15 | 0.43 | 0.75 | 2 | 3.47 | Unimpaired - Delete | 3.2_Al | Surface | Tech | Surface_Tech_3.2_Al | Surface_Tech_3.2_Al | Fe_Tech_Al_3.2
Upper Guyandotte River | 1029 | WV1011022 | 005 | Island Creek | WV-OGU-1-B-6 | Trace Fork | WVOG-65-B-4 | -82.0857 | 37.8057 | TRACE CREEK COAL COMPANY | 1991-09-19 | 6.7 | 1.45 |  | 8.15 | 1.82 | 3.15 | 0.43 | 0.75 | 2 | 3.47 | Unimpaired - Delete | 3.2_Al | Surface | Tech | Surface_Tech_3.2_Al | Surface_Tech_3.2_Al | Fe_Tech_Al_3.2
Upper Guyandotte River | 1029 | WV1011022 | 006 | Island Creek | WV-OGU-1-B-6 | Trace Fork | WVOG-65-B-4 | -82.0857 | 37.8072 | TRACE CREEK COAL COMPANY | 1991-09-19 | 6.7 | 1.45 |  | 8.15 | 1.82 | 3.15 | 0.43 | 0.75 | 2 | 3.47 | Unimpaired - Delete | 3.2_Al | Surface | Tech | Surface_Tech_3.2_Al | Surface_Tech_3.2_Al | Fe_Tech_Al_3.2
Upper Guyandotte River | 1029 | WV1011022 | 007 | Island Creek | WV-OGU-1-B-6 | Trace Fork | WVOG-65-B-4 | -82.0864 | 37.8076 | TRACE CREEK COAL COMPANY | 1991-09-19 | 6.7 | 1.45 |  | 8.15 | 1.82 | 3.15 | 0.43 | 0.75 | 2 | 3.47 | Unimpaired - Delete | 3.2_Al | Surface | Tech | Surface_Tech_3.2_Al | Surface_Tech_3.2_Al | Fe_Tech_Al_3.2
Upper Guyandotte River | 1039 | WV1011073 | 001 | Island Creek | WV-OGU-1 | Island Creek | WVOG-65 | -81.9943 | 37.8182 | LYNN BRANCH COAL COMPANY INC | 1992-01-22 | 11.2 | 34.45 | 6.72 | 45.65 | 1.42 | 2.46 | 0.43 | 0.75 | 1 | 1.73 | Unimpaired - Delete | 3.2_Al | DMR and Landuse | WQ | DMR and Landuse_WQ_3.2_Al | DMR and Landuse_WQ_3.2_Al | Fe_WQ_Al_3.2
Upper Guyandotte River | 1074 | WV1011138 | 001 | Island Creek | WV-OGU-1-Z | Lower Dempsey Branch | WVOG-65-L.5 | -81.985 | 37.7064 | SPARTAN MINING COMPANY | 1992-02-24 | 13.98 | 49.07 |  | 63.05 | 1.42 | 2.46 | 0.43 | 0.75 | 2 | 3.47 | Unimpaired - Delete | 3.2_Al | Surface | WQ | Surface_WQ_3.2_Al | Surface_WQ_3.2_Al | Fe_WQ_Al_3.2
Upper Guyandotte River | 2196 | WV1012258 | 001 | Little Huff Creek | WV-OGU-54-K | Muzzle Creek | WVOG-92-I | -81.7897 | 37.5287 | RIVERSIDE ENERGY COMPANY, LLC | 1993-08-26 | 0.25 | 2.34 | 0.01 | 2.59 | 3 | 6 | 0 | 0 | 2 | 4 | Unimpaired - Delete | Al Unimpaired | DMR | Tech | DMR_Tech_Al Unimpaired | DMR_Tech_Al Unimpaired | DMR Only
Upper Guyandotte River | 2039 | WV1013203 | 018 | Rum Creek | WV-OGU-10 | Rum Creek | WVOG-70 | -81.8169 | 37.808 | STOLLINGS TRUCKING CO INC | 2001-08-16 | 0.03 | 0 | 2.23 | 0.03 | 3 | 5.26 | 0.43 | 0.75 | 2 | 3.47 | Unimpaired - Delete | 3.2_Al | DMR | Tech | DMR_Tech_3.2_Al | DMR_Tech_3.2_Al | DMR Only
Upper Guyandotte River | 2039 | WV1013203 | 022 | Rum Creek | WV-OGU-10 | Rum Creek | WVOG-70 | -81.8168 | 37.807 | STOLLINGS TRUCKING CO INC | 2001-12-18 | 0.3 | 0 |  | 0.3 | 1.14 | 1.97 | 0.35 | 0.6 | 2 | 3.47 | Unimpaired - Delete | 0.75_Al | Surface | WQ | Surface_WQ_0.75_Al | Surface_WQ_0.75_Al | Fe_WQ_Al_.75
Upper Guyandotte River | 2039 | WV1013203 | 023 | Rum Creek | WV-OGU-10 | Rum Creek | WVOG-70 | -81.815 | 37.8074 | STOLLINGS TRUCKING CO INC | 2003-07-22 | 45.5 | 15.6 |  | 61.1 | 1.14 | 1.97 | 0.35 | 0.6 | 2 | 3.47 | Unimpaired - Delete | 0.75_Al | Surface | WQ | Surface_WQ_0.75_Al | Surface_WQ_0.75_Al | Fe_WQ_Al_.75
Upper Guyandotte River | 2039 | WV1013203 | 024 | Rum Creek | WV-OGU-10 | Rum Creek | WVOG-70 | -81.821 | 37.8088 | STOLLINGS TRUCKING CO INC | 2003-07-22 | 2.7 | 46.54 |  | 49.24 | 1.14 | 1.97 | 0.35 | 0.6 | 2 | 3.47 | Unimpaired - Delete | 0.75_Al | Surface | WQ | Surface_WQ_0.75_Al | Surface_WQ_0.75_Al | Fe_WQ_Al_.75
Upper Guyandotte River | 2039 | WV1013203 | 036 | Rum Creek | WV-OGU-10 | Rum Creek | WVOG-70 | -81.8239 | 37.8135 | STOLLINGS TRUCKING CO INC | 2005-01-28 | 7.67 | 61.4 |  | 69.07 | 1.42 | 2.46 | 0.43 | 0.75 | 1 | 1.73 | Unimpaired - Delete | 3.2_Al | Surface | WQ | Surface_WQ_3.2_Al | Surface_WQ_3.2_Al | Fe_WQ_Al_3.2
Upper Guyandotte River | 2037 | WV1013203 | 038 | Rum Creek | WV-OGU-10 | Rum Creek | WVOG-70 | -81.8343 | 37.8162 | STOLLINGS TRUCKING CO INC | 2006-04-28 | 4.07 | 7.84 |  | 11.91 | 1.14 | 1.97 | 0.35 | 0.6 | 2 | 3.47 | Unimpaired - Delete | 0.75_Al | Surface | WQ | Surface_WQ_0.75_Al | Surface_WQ_0.75_Al | Fe_WQ_Al_.75
Upper Guyandotte River | 2037 | WV1013203 | 042 | Rum Creek | WV-OGU-10 | Rum Creek | WVOG-70 | -81.8438 | 37.8198 | STOLLINGS TRUCKING CO INC | 2008-01-15 | 42.67 | 126.26 | 0.3 | 168.93 | 1.14 | 1.97 | 0.35 | 0.6 | 2 | 3.47 | Unimpaired - Delete | 0.75_Al | DMR and Landuse | WQ | DMR and Landuse_WQ_0.75_Al | DMR and Landuse_WQ_0.75_Al | Fe_WQ_Al_.75
Upper Guyandotte River | 2039 | WV1013203 | 045 | Rum Creek | WV-OGU-10 | Rum Creek | WVOG-70 | -81.829 | 37.8127 | STOLLINGS TRUCKING CO INC | 2011-11-28 | 6.01 | 0 |  | 6.01 | 1.42 | 2.46 | 1.53 | 2.66 | 2 | 3.47 | Unimpaired - Delete | 3.2_Al | Surface | WQ | Surface_WQ_3.2_Al | Surface_WQ_3.2_Al | Fe_WQ_Al_3.2
Upper Guyandotte River | 2037 | WV1013203 | 048 | Rum Creek | WV-OGU-10 | Rum Creek | WVOG-70 | -81.8389 | 37.8235 | STOLLINGS TRUCKING CO INC | 2011-11-28 | 15.44 | 0 |  | 15.44 | 1.14 | 1.97 | 0.35 | 0.6 | 2 | 3.47 | Unimpaired - Delete | 0.75_Al | Surface | WQ | Surface_WQ_0.75_Al | Surface_WQ_0.75_Al | Fe_WQ_Al_.75
Upper Guyandotte River | 2037 | WV1013203 | 049 | Rum Creek | WV-OGU-10 | Rum Creek | WVOG-70 | -81.8412 | 37.825 | STOLLINGS TRUCKING CO INC | 2011-11-28 | 6.53 | 0 |  | 6.53 | 1.14 | 1.97 | 0.35 | 0.6 | 2 | 3.47 | Unimpaired - Delete | 0.75_Al | Surface | WQ | Surface_WQ_0.75_Al | Surface_WQ_0.75_Al | Fe_WQ_Al_.75
Upper Guyandotte River | 2039 | WV1013203 | 051 | Rum Creek | WV-OGU-10 | Rum Creek | WVOG-70 | -81.8272 | 37.8114 | STOLLINGS TRUCKING CO INC | 2011-11-28 | 17.51 | 2.99 |  | 20.5 | 1.14 | 1.97 | 0.35 | 0.6 | 2 | 3.47 | Unimpaired - Delete | 0.75_Al | Surface | WQ | Surface_WQ_0.75_Al | Surface_WQ_0.75_Al | Fe_WQ_Al_.75
Upper Guyandotte River | 2036 | WV1013203 | 052 | Rum Creek | WV-OGU-10-I | Cub Branch | WVOG-70-D | -81.8364 | 37.8249 | STOLLINGS TRUCKING CO INC | 2011-11-28 | 8.01 | 0 |  | 8.01 | 0.58 | 1 | 0.19 | 0.33 | 2 | 3.47 | Unimpaired - Delete | 0.75_Al | Surface | WQ | Surface_WQ_0.75_Al | Surface_WQ_0.75_Al | Fe_WQ_Al_.75
Upper Guyandotte River | 2039 | WV1013203 | 068 | Rum Creek | WV-OGU-10 | Rum Creek | WVOG-70 | -81.8303 | 37.8119 | STOLLINGS TRUCKING CO INC | 2013-12-26 | 5.4 | 5.6 |  | 11 | 1.14 | 1.97 | 0.35 | 0.6 | 2 | 3.47 | Unimpaired - Delete | 0.75_Al | Surface | WQ | Surface_WQ_0.75_Al | Surface_WQ_0.75_Al | Fe_WQ_Al_.75
Upper Guyandotte River | 2037 | WV1013203 | 069 | Rum Creek | WV-OGU-10 | Rum Creek | WVOG-70 | -81.8347 | 37.8146 | STOLLINGS TRUCKING CO INC | 2016-06-07 | 6.7 | 4.2 |  | 10.9 | 1.14 | 1.97 | 0.35 | 0.6 | 2 | 3.47 | Unimpaired - Delete | 0.75_Al | Surface | WQ | Surface_WQ_0.75_Al | Surface_WQ_0.75_Al | Fe_WQ_Al_.75
Upper Guyandotte River | 2160 | WV1013220 | 001 | Gilbert Creek | WV-OGU-47-A | Skillet Creek | WVOG-89-A | -81.8863 | 37.603 | HAMPDEN COAL, LLC | 1992-11-18 | 7.98 | 0 |  | 7.98 | 3 | 5.26 | 0.43 | 0.75 | 2 | 3.47 | Unimpaired - Delete | 3.2_Al | Surface | Tech | Surface_Tech_3.2_Al | Surface_Tech_3.2_Al | Fe_Tech_Al_3.2
Upper Guyandotte River | 2159 | WV1013220 | 002 | Gilbert Creek | WV-OGU-47 | Gilbert Creek | WVOG-89 | -81.8848 | 37.6045 | HAMPDEN COAL, LLC | 1992-11-18 | 6.35 | 0 |  | 6.35 | 3 | 5.26 | 0.43 | 0.75 | 2 | 3.47 | Unimpaired - Delete | 3.2_Al | Surface | Tech | Surface_Tech_3.2_Al | Surface_Tech_3.2_Al | Fe_Tech_Al_3.2
Upper Guyandotte River | 2159 | WV1013220 | 003 | Gilbert Creek | WV-OGU-47 | Gilbert Creek | WVOG-89 | -81.8829 | 37.6039 | HAMPDEN COAL, LLC | 1992-11-18 | 4.4 | 0 |  | 4.4 | 3 | 5.26 | 0.43 | 0.75 | 2 | 3.47 | Unimpaired - Delete | 3.2_Al | Surface | Tech | Surface_Tech_3.2_Al | Surface_Tech_3.2_Al | Fe_Tech_Al_3.2
Upper Guyandotte River | 2176 | WV1013220 | 004 | Guyandotte River (Upper) | WV-OGU | Guyandotte River (upper) | WVOG-up | -81.8814 | 37.6022 | HAMPDEN COAL, LLC | 1992-11-18 | 2.38 | 0 |  | 2.38 | 3 | 5.26 | 0.43 | 0.75 | 2 | 3.47 | Unimpaired - Delete | 3.2_Al | Surface | Tech | Surface_Tech_3.2_Al | Surface_Tech_3.2_Al | Fe_Tech_Al_3.2
Upper Guyandotte River | 2160 | WV1013220 | 005 | Gilbert Creek | WV-OGU-47-A | Skillet Creek | WVOG-89-A | -81.8849 | 37.5999 | HAMPDEN COAL, LLC | 1992-11-18 | 1.25 | 0 |  | 1.25 | 3 | 5.26 | 0.43 | 0.75 | 2 | 3.47 | Unimpaired - Delete | 3.2_Al | Surface | Tech | Surface_Tech_3.2_Al | Surface_Tech_3.2_Al | Fe_Tech_Al_3.2
Upper Guyandotte River | 2038 | WV1013319 | 001 | Rum Creek | WV-OGU-10-J | Big Lick Branch | WVOG-70-E | -81.8313 | 37.8047 | ERP ENVIRONMENTAL FUND, INC. | 1993-01-13 | 1.25 | 62.23 | 0.31 | 63.48 | 1.57 | 2.73 | 0.879 | 1.523 | 2 | 3.47 | Unimpaired - Delete | 3.2_Al | DMR and Landuse | Tech | DMR and Landuse_Tech_3.2_Al | DMR and Landuse_Tech_3.2_Al | Fe_Tech_Al_3.2
Upper Guyandotte River | 2069 | WV1013319 | 003 | Buffalo Creek | WV-OGU-27-I | Proctor Hollow (Mudlick Branch) | WVOG-75-C.5 | -81.8223 | 37.791 | ERP ENVIRONMENTAL FUND, INC. | 2000-09-12 | 7.56 | 45.4 |  | 52.96 | 1.57 | 2.73 | 3 | 6 | 2 | 3.47 | Unimpaired - Delete | 3.2_Al | Surface | Tech | Surface_Tech_3.2_Al | Surface_Tech_3.2_Al | Fe_Tech_Al_3.2
Upper Guyandotte River | 2039 | WV1013319 | 005 | Rum Creek | WV-OGU-10 | Rum Creek | WVOG-70 | -81.8196 | 37.8066 | ERP ENVIRONMENTAL FUND, INC. | 2003-06-24 | 0.29 | 3.79 | 0.33 | 4.08 | 1.57 | 2.73 | 3 | 6 | 2 | 3.47 | Unimpaired - Delete | 3.2_Al | DMR | Tech | DMR_Tech_3.2_Al | DMR_Tech_3.2_Al | DMR Only
Upper Guyandotte River | 2170 | WV1013343 | 001 | Gilbert Creek | WV-OGU-47-B | Horsepen Creek | WVOG-89-B | -81.9674 | 37.6487 | BROOKS RUN SOUTH MINING, LLC | 1994-01-06 | 141.5 | 873.3 | 0.04 | 1014.8 | 1.42 | 2.46 | 0.43 | 0.75 | 2 | 3.47 | Unimpaired - Delete | 3.2_Al | DMR and Landuse | WQ | DMR and Landuse_WQ_3.2_Al | DMR and Landuse_WQ_3.2_Al | Fe_WQ_Al_3.2
Upper Guyandotte River | 1080 | WV1013343 | 003 | Island Creek | WV-OGU-1 | Island Creek | WVOG-65 | -81.9933 | 37.6646 | BROOKS RUN SOUTH MINING, LLC | 1999-06-30 | 26.95 | 216.05 | 0.02 | 243 | 1.42 | 2.46 | 0.43 | 0.75 | 2 | 3.47 | Unimpaired - Delete | 3.2_Al | DMR and Landuse | WQ | DMR and Landuse_WQ_3.2_Al | DMR and Landuse_WQ_3.2_Al | Fe_WQ_Al_3.2
Upper Guyandotte River | 2090 | WV1013408 | 001 | Buffalo Creek | WV-OGU-27 | Buffalo Creek | WVOG-75 | -81.6662 | 37.8 | GREENBRIER MINERALS, LLC | 1994-12-27 | 2.84 | 0 | 0.01 | 2.84 | 2.12 | 3.68 | 3 | 6 | 2 | 3.47 | Unimpaired - Delete | 3.2_Al | DMR and Landuse | Tech | DMR and Landuse_Tech_3.2_Al | DMR and Landuse_Tech_3.2_Al | Fe_Tech_Al_3.2
Upper Guyandotte River | 2120 | WV1013408 | 008 | Huff Creek | WV-OGU-28-Z | Sycamore Creek | WVOG-76-P | -81.6603 | 37.7666 | GREENBRIER MINERALS, LLC | 2013-04-05 | 4.97 | 175.7 |  | 180.67 | 0.38 | 0.66 | 0.38 | 0.66 | 2 | 3.47 | Unimpaired - Delete | 0.75_Al | Surface | WQ | Surface_WQ_0.75_Al | Surface_WQ_0.75_Al | Fe_WQ_Al_.75
Upper Guyandotte River | 2033 | WV1013599 | 001 | Rum Creek | WV-OGU-10-D | Slab Fork | WVOG-70-B | -81.8731 | 37.8113 | ERP ENVIRONMENTAL FUND, INC. | 1994-11-18 | 22.18 | 222.32 | 1.17 | 244.5 | 1.57 | 2.73 | 1.88 | 3.27 | 2 | 3.47 | Unimpaired - Delete | 3.2_Al | DMR | Tech | DMR_Tech_3.2_Al | DMR_Tech_3.2_Al | DMR Only
Upper Guyandotte River | 2037 | WV1013599 | 003 | Rum Creek | WV-OGU-10 | Rum Creek | WVOG-70 | -81.8461 | 37.819 | ERP ENVIRONMENTAL FUND, INC. | 1994-11-18 | 100.3 | 58.2 |  | 158.5 | 1.57 | 2.73 | 1.88 | 3.27 | 2 | 3.47 | Unimpaired - Delete | 3.2_Al | Surface | Tech | Surface_Tech_3.2_Al | Surface_Tech_3.2_Al | Fe_Tech_Al_3.2
Upper Guyandotte River | 2033 | WV1013599 | 044 | Rum Creek | WV-OGU-10-D | Slab Fork | WVOG-70-B | -81.8784 | 37.8122 | ERP ENVIRONMENTAL FUND, INC. | 2014-10-31 | 0.1 | 0 | 2.76 | 0.1 | 1.42 | 2.46 | 1.88 | 3.27 | 2 | 3.47 | Unimpaired - Delete | 3.2_Al | DMR | WQ | DMR_WQ_3.2_Al | DMR_WQ_3.2_Al | DMR Only
Upper Guyandotte River | 5114 | WV1015389 | 001 | Winding Gulf | WV-OGU-142-E | Berry Branch | WVOG-138-A | -81.2941 | 37.666 | KENTUCKY FUEL CORPORATION | 1999-04-21 | 58.55 | 9.41 |  | 67.96 | 1.42 | 2.46 | 0.43 | 0.75 | 1 | 1.73 | Unimpaired - Delete | 3.2_Al | Surface | WQ | Surface_WQ_3.2_Al | Surface_WQ_3.2_Al | Fe_WQ_Al_3.2
Upper Guyandotte River | 5114 | WV1015389 | 002 | Winding Gulf | WV-OGU-142-E | Berry Branch | WVOG-138-A | -81.2939 | 37.6627 | KENTUCKY FUEL CORPORATION | 1999-04-21 | 8.86 | 0 |  | 8.86 | 3 | 5.26 | 1.89 | 3.27 | 2 | 3.47 | Unimpaired - Delete | 3.2_Al | Surface | Tech | Surface_Tech_3.2_Al | Surface_Tech_3.2_Al | Fe_Tech_Al_3.2
Upper Guyandotte River | 5114 | WV1015389 | 003 | Winding Gulf | WV-OGU-142-E | Berry Branch | WVOG-138-A | -81.2949 | 37.6609 | KENTUCKY FUEL CORPORATION | 1999-04-21 | 7.12 | 0 |  | 7.12 | 3 | 5.26 | 1.89 | 3.27 | 2 | 3.47 | Unimpaired - Delete | 3.2_Al | Surface | Tech | Surface_Tech_3.2_Al | Surface_Tech_3.2_Al | Fe_Tech_Al_3.2
Upper Guyandotte River | 5114 | WV1015389 | 005 | Winding Gulf | WV-OGU-142-E | Berry Branch | WVOG-138-A | -81.2958 | 37.6551 | KENTUCKY FUEL CORPORATION | 1999-04-21 | 13.49 | 0 |  | 13.49 | 3 | 5.26 | 1.89 | 3.27 | 2 | 3.47 | Unimpaired - Delete | 3.2_Al | Surface | Tech | Surface_Tech_3.2_Al | Surface_Tech_3.2_Al | Fe_Tech_Al_3.2
Upper Guyandotte River | 5114 | WV1015389 | 006 | Winding Gulf | WV-OGU-142-E | Berry Branch | WVOG-138-A | -81.2946 | 37.6567 | KENTUCKY FUEL CORPORATION | 1999-04-21 | 13.49 | 0 |  | 13.49 | 3 | 5.26 | 1.89 | 3.27 | 2 | 3.47 | Unimpaired - Delete | 3.2_Al | Surface | Tech | Surface_Tech_3.2_Al | Surface_Tech_3.2_Al | Fe_Tech_Al_3.2
Upper Guyandotte River | 5114 | WV1015389 | 007 | Winding Gulf | WV-OGU-142-E | Berry Branch | WVOG-138-A | -81.2927 | 37.6606 | KENTUCKY FUEL CORPORATION | 1999-04-21 | 13.49 | 0 |  | 13.49 | 3 | 5.26 | 1.89 | 3.27 | 2 | 3.47 | Unimpaired - Delete | 3.2_Al | Surface | Tech | Surface_Tech_3.2_Al | Surface_Tech_3.2_Al | Fe_Tech_Al_3.2
Upper Guyandotte River | 5114 | WV1015389 | 008 | Winding Gulf | WV-OGU-142-E | Berry Branch | WVOG-138-A | -81.291 | 37.6618 | KENTUCKY FUEL CORPORATION | 1999-04-21 | 13.49 | 0 |  | 13.49 | 3 | 5.26 | 1.89 | 3.27 | 2 | 3.47 | Unimpaired - Delete | 3.2_Al | Surface | Tech | Surface_Tech_3.2_Al | Surface_Tech_3.2_Al | Fe_Tech_Al_3.2
Upper Guyandotte River | 5114 | WV1015389 | 009 | Winding Gulf | WV-OGU-142-E | Berry Branch | WVOG-138-A | -81.2888 | 37.6646 | KENTUCKY FUEL CORPORATION | 1999-04-21 | 13.49 | 0 |  | 13.49 | 3 | 5.26 | 1.89 | 3.27 | 2 | 3.47 | Unimpaired - Delete | 3.2_Al | Surface | Tech | Surface_Tech_3.2_Al | Surface_Tech_3.2_Al | Fe_Tech_Al_3.2
Upper Guyandotte River | 5114 | WV1015389 | 010 | Winding Gulf | WV-OGU-142-E | Berry Branch | WVOG-138-A | -81.2868 | 37.6678 | KENTUCKY FUEL CORPORATION | 1999-04-21 | 10.46 | 10.84 |  | 21.3 | 3 | 5.26 | 1.89 | 3.27 | 2 | 3.47 | Unimpaired - Delete | 3.2_Al | Surface | Tech | Surface_Tech_3.2_Al | Surface_Tech_3.2_Al | Fe_Tech_Al_3.2
Upper Guyandotte River | 5114 | WV1015389 | 011 | Winding Gulf | WV-OGU-142-E | Berry Branch | WVOG-138-A | -81.2977 | 37.6652 | KENTUCKY FUEL CORPORATION | 1999-04-21 | 13.89 | 0 |  | 13.89 | 3 | 5.26 | 1.89 | 3.27 | 2 | 3.47 | Unimpaired - Delete | 3.2_Al | Surface | Tech | Surface_Tech_3.2_Al | Surface_Tech_3.2_Al | Fe_Tech_Al_3.2
Upper Guyandotte River | 5114 | WV1015389 | 012 | Winding Gulf | WV-OGU-142-E | Berry Branch | WVOG-138-A | -81.2957 | 37.667 | KENTUCKY FUEL CORPORATION | 1999-04-21 | 10 | 0 |  | 10 | 3 | 5.26 | 1.89 | 3.27 | 2 | 3.47 | Unimpaired - Delete | 3.2_Al | Surface | Tech | Surface_Tech_3.2_Al | Surface_Tech_3.2_Al | Fe_Tech_Al_3.2
Upper Guyandotte River | 5114 | WV1015389 | 013 | Winding Gulf | WV-OGU-142-E | Berry Branch | WVOG-138-A | -81.2993 | 37.6643 | KENTUCKY FUEL CORPORATION | 1999-04-21 | 13.89 | 0 |  | 13.89 | 3 | 5.26 | 1.89 | 3.27 | 2 | 3.47 | Unimpaired - Delete | 3.2_Al | Surface | Tech | Surface_Tech_3.2_Al | Surface_Tech_3.2_Al | Fe_Tech_Al_3.2
Upper Guyandotte River | 5114 | WV1015389 | 014 | Winding Gulf | WV-OGU-142-E | Berry Branch | WVOG-138-A | -81.3014 | 37.6633 | KENTUCKY FUEL CORPORATION | 1999-04-21 | 13.89 | 0 |  | 13.89 | 3 | 5.26 | 1.89 | 3.27 | 2 | 3.47 | Unimpaired - Delete | 3.2_Al | Surface | Tech | Surface_Tech_3.2_Al | Surface_Tech_3.2_Al | Fe_Tech_Al_3.2
Upper Guyandotte River | 5114 | WV1015389 | 015 | Winding Gulf | WV-OGU-142-E | Berry Branch | WVOG-138-A | -81.3024 | 37.6613 | KENTUCKY FUEL CORPORATION | 1999-04-21 | 6.88 | 0 |  | 6.88 | 3 | 5.26 | 1.89 | 3.27 | 2 | 3.47 | Unimpaired - Delete | 3.2_Al | Surface | Tech | Surface_Tech_3.2_Al | Surface_Tech_3.2_Al | Fe_Tech_Al_3.2
Upper Guyandotte River | 5114 | WV1015389 | 016 | Winding Gulf | WV-OGU-142-E | Berry Branch | WVOG-138-A | -81.3024 | 37.6595 | KENTUCKY FUEL CORPORATION | 1999-04-21 | 6.88 | 0 |  | 6.88 | 3 | 5.26 | 1.89 | 3.27 | 2 | 3.47 | Unimpaired - Delete | 3.2_Al | Surface | Tech | Surface_Tech_3.2_Al | Surface_Tech_3.2_Al | Fe_Tech_Al_3.2
Upper Guyandotte River | 5114 | WV1015389 | 017 | Winding Gulf | WV-OGU-142-E | Berry Branch | WVOG-138-A | -81.3031 | 37.6579 | KENTUCKY FUEL CORPORATION | 1999-04-21 | 8.26 | 0 |  | 8.26 | 3 | 5.26 | 1.89 | 3.27 | 2 | 3.47 | Unimpaired - Delete | 3.2_Al | Surface | Tech | Surface_Tech_3.2_Al | Surface_Tech_3.2_Al | Fe_Tech_Al_3.2
Upper Guyandotte River | 5114 | WV1015389 | 018 | Winding Gulf | WV-OGU-142-E | Berry Branch | WVOG-138-A | -81.3034 | 37.6562 | KENTUCKY FUEL CORPORATION | 1999-04-21 | 8.26 | 0 |  | 8.26 | 3 | 5.26 | 1.89 | 3.27 | 2 | 3.47 | Unimpaired - Delete | 3.2_Al | Surface | Tech | Surface_Tech_3.2_Al | Surface_Tech_3.2_Al | Fe_Tech_Al_3.2
Upper Guyandotte River | 5114 | WV1015389 | 019 | Winding Gulf | WV-OGU-142-E | Berry Branch | WVOG-138-A | -81.3045 | 37.6541 | KENTUCKY FUEL CORPORATION | 1999-04-21 | 8.26 | 0 |  | 8.26 | 3 | 5.26 | 1.89 | 3.27 | 2 | 3.47 | Unimpaired - Delete | 3.2_Al | Surface | Tech | Surface_Tech_3.2_Al | Surface_Tech_3.2_Al | Fe_Tech_Al_3.2
Upper Guyandotte River | 5114 | WV1015389 | 020 | Winding Gulf | WV-OGU-142-E | Berry Branch | WVOG-138-A | -81.3058 | 37.6516 | KENTUCKY FUEL CORPORATION | 1999-04-21 | 8.26 | 0 |  | 8.26 | 3 | 5.26 | 1.89 | 3.27 | 2 | 3.47 | Unimpaired - Delete | 3.2_Al | Surface | Tech | Surface_Tech_3.2_Al | Surface_Tech_3.2_Al | Fe_Tech_Al_3.2
Upper Guyandotte River | 5114 | WV1015389 | 021 | Winding Gulf | WV-OGU-142-E | Berry Branch | WVOG-138-A | -81.3045 | 37.646 | KENTUCKY FUEL CORPORATION | 1999-04-21 | 26.34 | 37.02 |  | 63.36 | 1.42 | 2.46 | 0.43 | 0.75 | 1 | 1.73 | Unimpaired - Delete | 3.2_Al | Surface | WQ | Surface_WQ_3.2_Al | Surface_WQ_3.2_Al | Fe_WQ_Al_3.2
Upper Guyandotte River | 5115 | WV1026488 | 002 | Winding Gulf | WV-OGU-142 | Winding Gulf | WVOG-138 | -81.3112 | 37.6729 | NEWGATE DEVELOPMENT OF BECKLEY LLC | 2012-08-21 | 6.8 | 13.9 |  | 20.7 | 0.31 | 0.55 | 0.08 | 0.14 | 2 | 3.47 | Unimpaired - Delete | 0.75_Al | Surface | 1.0 in Trout | Surface_1.0 in Trout_0.75_Al | Surface_1.0 in Trout_0.75_Al | Fe_Trout_Al_.75
Upper Guyandotte River | 5115 | WV1026488 | 003 | Winding Gulf | WV-OGU-142 | Winding Gulf | WVOG-138 | -81.3126 | 37.6757 | NEWGATE DEVELOPMENT OF BECKLEY LLC | 2012-08-21 | 8 | 36.8 |  | 44.8 | 0.31 | 0.55 | 0.08 | 0.14 | 2 | 3.47 | Unimpaired - Delete | 0.75_Al | Surface | 1.0 in Trout | Surface_1.0 in Trout_0.75_Al | Surface_1.0 in Trout_0.75_Al | Fe_Trout_Al_.75
Upper Guyandotte River | 5115 | WV1026488 | 004 | Winding Gulf | WV-OGU-142 | Winding Gulf | WVOG-138 | -81.3137 | 37.6773 | NEWGATE DEVELOPMENT OF BECKLEY LLC | 2012-08-21 | 6.2 | 53.5 |  | 59.7 | 0.31 | 0.55 | 0.08 | 0.14 | 2 | 3.47 | Unimpaired - Delete | 0.75_Al | Surface | 1.0 in Trout | Surface_1.0 in Trout_0.75_Al | Surface_1.0 in Trout_0.75_Al | Fe_Trout_Al_.75
Upper Guyandotte River | 5115 | WV1026488 | 005 | Winding Gulf | WV-OGU-142 | Winding Gulf | WVOG-138 | -81.3145 | 37.6771 | NEWGATE DEVELOPMENT OF BECKLEY LLC | 2012-08-21 | 2.5 | 2.1 |  | 4.6 | 0.31 | 0.55 | 0.08 | 0.14 | 2 | 3.47 | Unimpaired - Delete | 0.75_Al | Surface | 1.0 in Trout | Surface_1.0 in Trout_0.75_Al | Surface_1.0 in Trout_0.75_Al | Fe_Trout_Al_.75
Upper Guyandotte River | 5115 | WV1026488 | 006 | Winding Gulf | WV-OGU-142 | Winding Gulf | WVOG-138 | -81.3129 | 37.6757 | NEWGATE DEVELOPMENT OF BECKLEY LLC | 2012-08-21 | 4.8 | 9.3 |  | 14.1 | 0.31 | 0.55 | 0.08 | 0.14 | 2 | 3.47 | Unimpaired - Delete | 0.75_Al | Surface | 1.0 in Trout | Surface_1.0 in Trout_0.75_Al | Surface_1.0 in Trout_0.75_Al | Fe_Trout_Al_.75
Upper Guyandotte River | 5115 | WV1026488 | 007 | Winding Gulf | WV-OGU-142 | Winding Gulf | WVOG-138 | -81.3129 | 37.6746 | NEWGATE DEVELOPMENT OF BECKLEY LLC | 2012-08-21 | 9.6 | 21.9 |  | 31.5 | 0.31 | 0.55 | 0.08 | 0.14 | 2 | 3.47 | Unimpaired - Delete | 0.75_Al | Surface | 1.0 in Trout | Surface_1.0 in Trout_0.75_Al | Surface_1.0 in Trout_0.75_Al | Fe_Trout_Al_.75
Upper Guyandotte River | 5115 | WV1026488 | 008 | Winding Gulf | WV-OGU-142 | Winding Gulf | WVOG-138 | -81.3129 | 37.6709 | NEWGATE DEVELOPMENT OF BECKLEY LLC | 2012-08-21 | 7.3 | 20.5 |  | 27.8 | 0.31 | 0.55 | 0.08 | 0.14 | 2 | 3.47 | Unimpaired - Delete | 0.75_Al | Surface | 1.0 in Trout | Surface_1.0 in Trout_0.75_Al | Surface_1.0 in Trout_0.75_Al | Fe_Trout_Al_.75
Upper Guyandotte River | 5115 | WV1026488 | 013 | Winding Gulf | WV-OGU-142 | Winding Gulf | WVOG-138 | -81.3154 | 37.6573 | NEWGATE DEVELOPMENT OF BECKLEY LLC | 2012-08-21 | 3.5 | 2.8 |  | 6.3 | 0.34 | 0.6 | 0.08 | 0.14 | 2 | 3.47 | Unimpaired - Delete | 0.75_Al | Surface | 1.0 in Trout | Surface_1.0 in Trout_0.75_Al | Surface_1.0 in Trout_0.75_Al | Fe_Trout_Al_.75
Upper Guyandotte River | 5115 | WV1026488 | 014 | Winding Gulf | WV-OGU-142 | Winding Gulf | WVOG-138 | -81.317 | 37.6593 | NEWGATE DEVELOPMENT OF BECKLEY LLC | 2012-08-21 | 4.6 | 1.8 |  | 6.4 | 0.34 | 0.6 | 0.08 | 0.14 | 2 | 3.47 | Unimpaired - Delete | 0.75_Al | Surface | 1.0 in Trout | Surface_1.0 in Trout_0.75_Al | Surface_1.0 in Trout_0.75_Al | Fe_Trout_Al_.75
Upper Guyandotte River | 5115 | WV1026488 | 015 | Winding Gulf | WV-OGU-142 | Winding Gulf | WVOG-138 | -81.3176 | 37.6629 | NEWGATE DEVELOPMENT OF BECKLEY LLC | 2012-08-21 | 7.5 | 10.7 |  | 18.2 | 0.34 | 0.6 | 0.08 | 0.14 | 2 | 3.47 | Unimpaired - Delete | 0.75_Al | Surface | 1.0 in Trout | Surface_1.0 in Trout_0.75_Al | Surface_1.0 in Trout_0.75_Al | Fe_Trout_Al_.75
Upper Guyandotte River | 5115 | WV1026488 | 016 | Winding Gulf | WV-OGU-142 | Winding Gulf | WVOG-138 | -81.3184 | 37.6651 | NEWGATE DEVELOPMENT OF BECKLEY LLC | 2012-08-21 | 4.9 | 20.1 |  | 25 | 0.34 | 0.6 | 0.08 | 0.14 | 2 | 3.47 | Unimpaired - Delete | 0.75_Al | Surface | 1.0 in Trout | Surface_1.0 in Trout_0.75_Al | Surface_1.0 in Trout_0.75_Al | Fe_Trout_Al_.75
Upper Guyandotte River | 5115 | WV1026488 | 017 | Winding Gulf | WV-OGU-142 | Winding Gulf | WVOG-138 | -81.3193 | 37.6696 | NEWGATE DEVELOPMENT OF BECKLEY LLC | 2012-08-21 | 18.1 | 43.4 |  | 61.5 | 0.34 | 0.6 | 0.08 | 0.14 | 2 | 3.47 | Unimpaired - Delete | 0.75_Al | Surface | 1.0 in Trout | Surface_1.0 in Trout_0.75_Al | Surface_1.0 in Trout_0.75_Al | Fe_Trout_Al_.75
Upper Guyandotte River | 5115 | WV1026488 | 018 | Winding Gulf | WV-OGU-142 | Winding Gulf | WVOG-138 | -81.3201 | 37.6701 | NEWGATE DEVELOPMENT OF BECKLEY LLC | 2012-08-21 | 10.5 | 43.7 |  | 54.2 | 0.34 | 0.6 | 0.08 | 0.14 | 2 | 3.47 | Unimpaired - Delete | 0.75_Al | Surface | 1.0 in Trout | Surface_1.0 in Trout_0.75_Al | Surface_1.0 in Trout_0.75_Al | Fe_Trout_Al_.75
Upper Guyandotte River | 5115 | WV1026488 | 019 | Winding Gulf | WV-OGU-142 | Winding Gulf | WVOG-138 | -81.3195 | 37.6673 | NEWGATE DEVELOPMENT OF BECKLEY LLC | 2012-08-21 | 6.1 | 5.9 |  | 12 | 0.34 | 0.6 | 0.08 | 0.14 | 2 | 3.47 | Unimpaired - Delete | 0.75_Al | Surface | 1.0 in Trout | Surface_1.0 in Trout_0.75_Al | Surface_1.0 in Trout_0.75_Al | Fe_Trout_Al_.75
Upper Guyandotte River | 5115 | WV1026488 | 020 | Winding Gulf | WV-OGU-142 | Winding Gulf | WVOG-138 | -81.3209 | 37.6643 | NEWGATE DEVELOPMENT OF BECKLEY LLC | 2012-08-21 | 4.3 | 11.8 |  | 16.1 | 0.34 | 0.6 | 0.08 | 0.14 | 2 | 3.47 | Unimpaired - Delete | 0.75_Al | Surface | 1.0 in Trout | Surface_1.0 in Trout_0.75_Al | Surface_1.0 in Trout_0.75_Al | Fe_Trout_Al_.75
Upper Guyandotte River | 5115 | WV1026488 | 021 | Winding Gulf | WV-OGU-142 | Winding Gulf | WVOG-138 | -81.3229 | 37.6626 | NEWGATE DEVELOPMENT OF BECKLEY LLC | 2012-08-21 | 4.7 | 1.7 |  | 6.4 | 0.34 | 0.6 | 0.08 | 0.14 | 2 | 3.47 | Unimpaired - Delete | 0.75_Al | Surface | 1.0 in Trout | Surface_1.0 in Trout_0.75_Al | Surface_1.0 in Trout_0.75_Al | Fe_Trout_Al_.75
Upper Guyandotte River | 5115 | WV1026488 | 022 | Winding Gulf | WV-OGU-142 | Winding Gulf | WVOG-138 | -81.3232 | 37.6623 | NEWGATE DEVELOPMENT OF BECKLEY LLC | 2012-08-21 | 8.5 | 40.1 |  | 48.6 | 0.34 | 0.6 | 0.08 | 0.14 | 2 | 3.47 | Unimpaired - Delete | 0.75_Al | Surface | 1.0 in Trout | Surface_1.0 in Trout_0.75_Al | Surface_1.0 in Trout_0.75_Al | Fe_Trout_Al_.75
Upper Guyandotte River | 5115 | WV1026488 | 023 | Winding Gulf | WV-OGU-142 | Winding Gulf | WVOG-138 | -81.3232 | 37.6609 | NEWGATE DEVELOPMENT OF BECKLEY LLC | 2012-08-21 | 9 | 3.8 |  | 12.8 | 0.34 | 0.6 | 0.08 | 0.14 | 2 | 3.47 | Unimpaired - Delete | 0.75_Al | Surface | 1.0 in Trout | Surface_1.0 in Trout_0.75_Al | Surface_1.0 in Trout_0.75_Al | Fe_Trout_Al_.75
Upper Guyandotte River | 5118 | WV1015389 | 040 | Winding Gulf | WV-OGU-142-K | Mullens Branch | WVOG-138-E | -81.2848 | 37.6764 | KENTUCKY FUEL CORPORATION | 2015-12-30 | 1.44 | 0 |  | 1.44 | 0.75 | 1.29 | 0.23 | 0.4 | 2 | 3.47 | Unimpaired - Delete | 0.75_Al | Surface | WQ | Surface_WQ_0.75_Al | Surface_WQ_0.75_Al | Fe_WQ_Al_.75
Upper Guyandotte River | 5118 | WV1015389 | 041 | Winding Gulf | WV-OGU-142-K | Mullens Branch | WVOG-138-E | -81.2824 | 37.676 | KENTUCKY FUEL CORPORATION | 2015-12-30 | 4.28 | 0 |  | 4.28 | 0.75 | 1.29 | 0.23 | 0.4 | 2 | 3.47 | Unimpaired - Delete | 0.75_Al | Surface | WQ | Surface_WQ_0.75_Al | Surface_WQ_0.75_Al | Fe_WQ_Al_.75
Upper Guyandotte River | 5118 | WV1015389 | 042 | Winding Gulf | WV-OGU-142-K | Mullens Branch | WVOG-138-E | -81.2817 | 37.6753 | KENTUCKY FUEL CORPORATION | 2015-12-30 | 4.02 | 0 |  | 4.02 | 0.75 | 1.29 | 0.23 | 0.4 | 2 | 3.47 | Unimpaired - Delete | 0.75_Al | Surface | WQ | Surface_WQ_0.75_Al | Surface_WQ_0.75_Al | Fe_WQ_Al_.75
Upper Guyandotte River | 5118 | WV1015389 | 043 | Winding Gulf | WV-OGU-142-K | Mullens Branch | WVOG-138-E | -81.2798 | 37.6742 | KENTUCKY FUEL CORPORATION | 2015-12-30 | 14.81 | 0 |  | 14.81 | 0.75 | 1.29 | 0.23 | 0.4 | 2 | 3.47 | Unimpaired - Delete | 0.75_Al | Surface | WQ | Surface_WQ_0.75_Al | Surface_WQ_0.75_Al | Fe_WQ_Al_.75
Upper Guyandotte River | 5118 | WV1015389 | 044 | Winding Gulf | WV-OGU-142-K | Mullens Branch | WVOG-138-E | -81.277 | 37.6758 | KENTUCKY FUEL CORPORATION | 2015-12-30 | 4.75 | 0 |  | 4.75 | 0.75 | 1.29 | 0.23 | 0.4 | 2 | 3.47 | Unimpaired - Delete | 0.75_Al | Surface | WQ | Surface_WQ_0.75_Al | Surface_WQ_0.75_Al | Fe_WQ_Al_.75
Upper Guyandotte River | 5118 | WV1015389 | 045 | Winding Gulf | WV-OGU-142-K | Mullens Branch | WVOG-138-E | -81.2763 | 37.6764 | KENTUCKY FUEL CORPORATION | 2015-12-30 | 4.8 | 0 |  | 4.8 | 0.75 | 1.29 | 0.23 | 0.4 | 2 | 3.47 | Unimpaired - Delete | 0.75_Al | Surface | WQ | Surface_WQ_0.75_Al | Surface_WQ_0.75_Al | Fe_WQ_Al_.75
Upper Guyandotte River | 5118 | WV1015389 | 046 | Winding Gulf | WV-OGU-142-K | Mullens Branch | WVOG-138-E | -81.276 | 37.6773 | KENTUCKY FUEL CORPORATION | 2015-12-30 | 4.02 | 0 |  | 4.02 | 0.75 | 1.29 | 0.23 | 0.4 | 2 | 3.47 | Unimpaired - Delete | 0.75_Al | Surface | WQ | Surface_WQ_0.75_Al | Surface_WQ_0.75_Al | Fe_WQ_Al_.75
Upper Guyandotte River | 5118 | WV1015389 | 047 | Winding Gulf | WV-OGU-142-K | Mullens Branch | WVOG-138-E | -81.2737 | 37.6769 | KENTUCKY FUEL CORPORATION | 2015-12-30 | 7.49 | 0 |  | 7.49 | 0.75 | 1.29 | 0.23 | 0.4 | 2 | 3.47 | Unimpaired - Delete | 0.75_Al | Surface | WQ | Surface_WQ_0.75_Al | Surface_WQ_0.75_Al | Fe_WQ_Al_.75
Upper Guyandotte River | 5118 | WV1015389 | 048 | Winding Gulf | WV-OGU-142-K | Mullens Branch | WVOG-138-E | -81.272 | 37.6759 | KENTUCKY FUEL CORPORATION | 2015-12-30 | 3.57 | 0 |  | 3.57 | 0.75 | 1.29 | 0.23 | 0.4 | 2 | 3.47 | Unimpaired - Delete | 0.75_Al | Surface | WQ | Surface_WQ_0.75_Al | Surface_WQ_0.75_Al | Fe_WQ_Al_.75
Upper Guyandotte River | 5118 | WV1015389 | 049 | Winding Gulf | WV-OGU-142-K | Mullens Branch | WVOG-138-E | -81.2709 | 37.675 | KENTUCKY FUEL CORPORATION | 2015-12-30 | 4.63 | 0 |  | 4.63 | 0.75 | 1.29 | 0.23 | 0.4 | 2 | 3.47 | Unimpaired - Delete | 0.75_Al | Surface | WQ | Surface_WQ_0.75_Al | Surface_WQ_0.75_Al | Fe_WQ_Al_.75
Upper Guyandotte River | 5118 | WV1015389 | 050 | Winding Gulf | WV-OGU-142-K | Mullens Branch | WVOG-138-E | -81.2694 | 37.6744 | KENTUCKY FUEL CORPORATION | 2015-12-30 | 2.66 | 0 |  | 2.66 | 0.75 | 1.29 | 0.23 | 0.4 | 2 | 3.47 | Unimpaired - Delete | 0.75_Al | Surface | WQ | Surface_WQ_0.75_Al | Surface_WQ_0.75_Al | Fe_WQ_Al_.75
Upper Guyandotte River | 5118 | WV1015389 | 051 | Winding Gulf | WV-OGU-142-K | Mullens Branch | WVOG-138-E | -81.2682 | 37.6739 | KENTUCKY FUEL CORPORATION | 2015-12-30 | 5.18 | 0 |  | 5.18 | 0.75 | 1.29 | 0.23 | 0.4 | 2 | 3.47 | Unimpaired - Delete | 0.75_Al | Surface | WQ | Surface_WQ_0.75_Al | Surface_WQ_0.75_Al | Fe_WQ_Al_.75
Upper Guyandotte River | 5118 | WV1015389 | 061 | Winding Gulf | WV-OGU-142-K | Mullens Branch | WVOG-138-E | -81.267 | 37.6731 | KENTUCKY FUEL CORPORATION | 2015-12-30 | 8.24 | 0 |  | 8.24 | 0.75 | 1.29 | 0.23 | 0.4 | 2 | 3.47 | Unimpaired - Delete | 0.75_Al | Surface | WQ | Surface_WQ_0.75_Al | Surface_WQ_0.75_Al | Fe_WQ_Al_.75
Upper Guyandotte River | 5118 | WV1015389 | 062 | Winding Gulf | WV-OGU-142-K | Mullens Branch | WVOG-138-E | -81.2672 | 37.6752 | KENTUCKY FUEL CORPORATION | 2015-12-30 | 16.42 | 0 |  | 16.42 | 0.75 | 1.29 | 0.23 | 0.4 | 2 | 3.47 | Unimpaired - Delete | 0.75_Al | Surface | WQ | Surface_WQ_0.75_Al | Surface_WQ_0.75_Al | Fe_WQ_Al_.75
Upper Guyandotte River | 5105 | WV1015389 | 052 | Stonecoal Creek | WV-OGU-141-G | Riffe Branch | WVOG-139-B | -81.2689 | 37.6722 | KENTUCKY FUEL CORPORATION | 2015-12-30 | 5.61 | 0 |  | 5.61 | 0.75 | 1.3 | 0.22 | 0.37 | 2 | 3.47 | Unimpaired - Delete | 0.75_Al | Surface | 1.0 in Trout | Surface_1.0 in Trout_0.75_Al | Surface_1.0 in Trout_0.75_Al | Fe_Trout_Al_.75
Upper Guyandotte River | 5105 | WV1015389 | 053 | Stonecoal Creek | WV-OGU-141-G | Riffe Branch | WVOG-139-B | -81.2707 | 37.673 | KENTUCKY FUEL CORPORATION | 2015-12-30 | 5.9 | 0 |  | 5.9 | 0.75 | 1.3 | 0.22 | 0.37 | 2 | 3.47 | Unimpaired - Delete | 0.75_Al | Surface | 1.0 in Trout | Surface_1.0 in Trout_0.75_Al | Surface_1.0 in Trout_0.75_Al | Fe_Trout_Al_.75
Upper Guyandotte River | 5105 | WV1015389 | 054 | Stonecoal Creek | WV-OGU-141-G | Riffe Branch | WVOG-139-B | -81.2737 | 37.6715 | KENTUCKY FUEL CORPORATION | 2015-12-30 | 15.16 | 8.43 |  | 23.59 | 0.75 | 1.3 | 0.22 | 0.37 | 2 | 3.47 | Unimpaired - Delete | 0.75_Al | Surface | 1.0 in Trout | Surface_1.0 in Trout_0.75_Al | Surface_1.0 in Trout_0.75_Al | Fe_Trout_Al_.75
Upper Guyandotte River | 5105 | WV1015389 | 055 | Stonecoal Creek | WV-OGU-141-G | Riffe Branch | WVOG-139-B | -81.2768 | 37.6734 | KENTUCKY FUEL CORPORATION | 2015-12-30 | 12.45 | 0 |  | 12.45 | 0.75 | 1.3 | 0.22 | 0.37 | 2 | 3.47 | Unimpaired - Delete | 0.75_Al | Surface | 1.0 in Trout | Surface_1.0 in Trout_0.75_Al | Surface_1.0 in Trout_0.75_Al | Fe_Trout_Al_.75
Upper Guyandotte River | 5105 | WV1015389 | 056 | Stonecoal Creek | WV-OGU-141-G | Riffe Branch | WVOG-139-B | -81.2785 | 37.6718 | KENTUCKY FUEL CORPORATION | 2015-12-30 | 6.97 | 0 |  | 6.97 | 0.75 | 1.3 | 0.22 | 0.37 | 2 | 3.47 | Unimpaired - Delete | 0.75_Al | Surface | 1.0 in Trout | Surface_1.0 in Trout_0.75_Al | Surface_1.0 in Trout_0.75_Al | Fe_Trout_Al_.75
Upper Guyandotte River | 5105 | WV1015389 | 057 | Stonecoal Creek | WV-OGU-141-G | Riffe Branch | WVOG-139-B | -81.2803 | 37.6721 | KENTUCKY FUEL CORPORATION | 2015-12-30 | 6.41 | 0 |  | 6.41 | 0.75 | 1.3 | 0.22 | 0.37 | 2 | 3.47 | Unimpaired - Delete | 0.75_Al | Surface | 1.0 in Trout | Surface_1.0 in Trout_0.75_Al | Surface_1.0 in Trout_0.75_Al | Fe_Trout_Al_.75
Upper Guyandotte River | 5105 | WV1015389 | 058 | Stonecoal Creek | WV-OGU-141-G | Riffe Branch | WVOG-139-B | -81.2822 | 37.6706 | KENTUCKY FUEL CORPORATION | 2015-12-30 | 12.59 | 0 |  | 12.59 | 0.75 | 1.3 | 0.22 | 0.37 | 2 | 3.47 | Unimpaired - Delete | 0.75_Al | Surface | 1.0 in Trout | Surface_1.0 in Trout_0.75_Al | Surface_1.0 in Trout_0.75_Al | Fe_Trout_Al_.75
Upper Guyandotte River | 5105 | WV1015389 | 059 | Stonecoal Creek | WV-OGU-141-G | Riffe Branch | WVOG-139-B | -81.2833 | 37.6679 | KENTUCKY FUEL CORPORATION | 2015-12-30 | 9.99 | 1.53 |  | 11.52 | 0.75 | 1.3 | 0.22 | 0.37 | 2 | 3.47 | Unimpaired - Delete | 0.75_Al | Surface | 1.0 in Trout | Surface_1.0 in Trout_0.75_Al | Surface_1.0 in Trout_0.75_Al | Fe_Trout_Al_.75
Upper Guyandotte River | 5105 | WV1015389 | 060 | Stonecoal Creek | WV-OGU-141-G | Riffe Branch | WVOG-139-B | -81.2845 | 37.6667 | KENTUCKY FUEL CORPORATION | 2015-12-30 | 3.17 | 0.98 |  | 4.15 | 0.75 | 1.3 | 0.22 | 0.37 | 2 | 3.47 | Unimpaired - Delete | 0.75_Al | Surface | 1.0 in Trout | Surface_1.0 in Trout_0.75_Al | Surface_1.0 in Trout_0.75_Al | Fe_Trout_Al_.75
Upper Guyandotte River | 5105 | WV1015389 | 067 | Stonecoal Creek | WV-OGU-141-G | Riffe Branch | WVOG-139-B | -81.266 | 37.6723 | KENTUCKY FUEL CORPORATION | 2015-12-30 | 81.46 | 28.66 |  | 110.12 | 0.75 | 1.3 | 0.22 | 0.37 | 2 | 3.47 | Unimpaired - Delete | 0.75_Al | Surface | 1.0 in Trout | Surface_1.0 in Trout_0.75_Al | Surface_1.0 in Trout_0.75_Al | Fe_Trout_Al_.75
Upper Guyandotte River | 5121 | WV1015389 | 063 | Winding Gulf | WV-OGU-142-V | West Fork/Winding Gulf | WVOG-138-G | -81.2588 | 37.6738 | KENTUCKY FUEL CORPORATION | 2015-12-30 | 10.4 | 0.7 |  | 11.1 | 0.69 | 1.2 | 0.16 | 0.28 | 2 | 3.47 | Unimpaired - Delete | 0.75_Al | Surface | WQ | Surface_WQ_0.75_Al | Surface_WQ_0.75_Al | Fe_WQ_Al_.75
Upper Guyandotte River | 5121 | WV1015389 | 064 | Winding Gulf | WV-OGU-142-V | West Fork/Winding Gulf | WVOG-138-G | -81.2593 | 37.6731 | KENTUCKY FUEL CORPORATION | 2015-12-30 | 82.08 | 27.96 |  | 110.04 | 0.69 | 1.2 | 0.16 | 0.28 | 2 | 3.47 | Unimpaired - Delete | 0.75_Al | Surface | WQ | Surface_WQ_0.75_Al | Surface_WQ_0.75_Al | Fe_WQ_Al_.75
Upper Guyandotte River | 5121 | WV1015389 | 065 | Winding Gulf | WV-OGU-142-V | West Fork/Winding Gulf | WVOG-138-G | -81.2602 | 37.6722 | KENTUCKY FUEL CORPORATION | 2015-12-30 | 4.1 | 0 |  | 4.1 | 0.69 | 1.2 | 0.16 | 0.28 | 2 | 3.47 | Unimpaired - Delete | 0.75_Al | Surface | WQ | Surface_WQ_0.75_Al | Surface_WQ_0.75_Al | Fe_WQ_Al_.75
Upper Guyandotte River | 5121 | WV1015389 | 066 | Winding Gulf | WV-OGU-142-V | West Fork/Winding Gulf | WVOG-138-G | -81.2603 | 37.6702 | KENTUCKY FUEL CORPORATION | 2015-12-30 | 13.36 | 0.17 |  | 13.53 | 0.69 | 1.2 | 0.16 | 0.28 | 2 | 3.47 | Unimpaired - Delete | 0.75_Al | Surface | WQ | Surface_WQ_0.75_Al | Surface_WQ_0.75_Al | Fe_WQ_Al_.75
Upper Guyandotte River | 5114 | WV1015389 | 068 | Winding Gulf | WV-OGU-142-E | Berry Branch | WVOG-138-A | -81.2852 | 37.6663 | KENTUCKY FUEL CORPORATION | 2015-12-30 | 7.87 | 14.92 |  | 22.79 | 3 | 5.26 | 1.89 | 3.27 | 2 | 3.47 | Unimpaired - Delete | 3.2_Al | Surface | Tech | Surface_Tech_3.2_Al | Surface_Tech_3.2_Al | Fe_Tech_Al_3.2
Upper Guyandotte River | 2004 | WV1015753 | 001 | Dingess Run | WV-OGU-4-A-4 | UNT/Bandmill Hollow RM 1.84 | WVOG-68-A-4 | -81.9173 | 37.8382 | HIGHLAND MINING COMPANY | 1994-06-23 | 120.92 | 542.73 |  | 663.65 | 1.42 | 2.46 | 0.58 | 1.01 | 2 | 3.47 | Unimpaired - Delete | 3.2_Al | Surface | WQ | Surface_WQ_3.2_Al | Surface_WQ_3.2_Al | Fe_WQ_Al_3.2
Upper Guyandotte River | 2032 | WV1015753 | 004 | Rum Creek | WV-OGU-10 | Rum Creek | WVOG-70 | -81.9015 | 37.8176 | HIGHLAND MINING COMPANY | 1994-06-23 | 6.4 | 0 |  | 6.4 | 1.82 | 3.15 | 0.62 | 1.08 | 2 | 3.47 | Unimpaired - Delete | 3.2_Al | Surface | Tech | Surface_Tech_3.2_Al | Surface_Tech_3.2_Al | Fe_Tech_Al_3.2
Upper Guyandotte River | 2032 | WV1015753 | 006 | Rum Creek | WV-OGU-10 | Rum Creek | WVOG-70 | -81.8981 | 37.8184 | HIGHLAND MINING COMPANY | 1994-06-23 | 4.33 | 0 |  | 4.33 | 1.82 | 3.15 | 0.43 | 0.75 | 2 | 3.47 | Unimpaired - Delete | 3.2_Al | Surface | Tech | Surface_Tech_3.2_Al | Surface_Tech_3.2_Al | Fe_Tech_Al_3.2
Upper Guyandotte River | 2032 | WV1015753 | 012 | Rum Creek | WV-OGU-10 | Rum Creek | WVOG-70 | -81.8956 | 37.8206 | HIGHLAND MINING COMPANY | 2006-03-21 | 4.33 | 0 |  | 4.33 | 1.82 | 3.15 | 0.43 | 0.75 | 2 | 3.47 | Unimpaired - Delete | 3.2_Al | Surface | Tech | Surface_Tech_3.2_Al | Surface_Tech_3.2_Al | Fe_Tech_Al_3.2
Upper Guyandotte River | 2032 | WV1015753 | 009 | Rum Creek | WV-OGU-10 | Rum Creek | WVOG-70 | -81.8961 | 37.8231 | HIGHLAND MINING COMPANY | 2006-03-21 | 4.33 | 0 |  | 4.33 | 1.82 | 3.15 | 0.43 | 0.75 | 2 | 3.47 | Unimpaired - Delete | 3.2_Al | Surface | Tech | Surface_Tech_3.2_Al | Surface_Tech_3.2_Al | Fe_Tech_Al_3.2
Upper Guyandotte River | 2035 | WV1015753 | 010 | Rum Creek | WV-OGU-10 | Rum Creek | WVOG-70 | -81.8826 | 37.8287 | HIGHLAND MINING COMPANY | 2006-03-21 | 8.13 | 0 |  | 8.13 | 1.82 | 3.15 | 0.43 | 0.75 | 2 | 3.47 | Unimpaired - Delete | 3.2_Al | Surface | Tech | Surface_Tech_3.2_Al | Surface_Tech_3.2_Al | Fe_Tech_Al_3.2
Upper Guyandotte River | 2035 | WV1015753 | 011 | Rum Creek | WV-OGU-10 | Rum Creek | WVOG-70 | -81.8803 | 37.8307 | HIGHLAND MINING COMPANY | 2006-03-21 | 8.13 | 0 |  | 8.13 | 1.82 | 3.15 | 0.43 | 0.75 | 2 | 3.47 | Unimpaired - Delete | 3.2_Al | Surface | Tech | Surface_Tech_3.2_Al | Surface_Tech_3.2_Al | Fe_Tech_Al_3.2
Upper Guyandotte River | 1047 | WV1015800 | 001 | Island Creek | WV-OGU-1-T-1 | UNT/Pine Creek RM 0.96 |  | -82.0165 | 37.7612 | PATTERSON EXCAVATING CO | 1995-03-15 | 6.98 | 23.41 |  | 30.39 | 2.43 | 4.21 | 1.89 | 3.27 | 0 | 0 | Unimpaired - Delete | 3.2_Al | Surface | Tech | Surface_Tech_3.2_Al | Surface_Tech_3.2_Al | Fe_Tech_Al_3.2
Upper Guyandotte River | 1048 | WV1015800 | 002 | Island Creek | WV-OGU-1-T | Pine Creek | WVOG-65-H | -82.0187 | 37.7579 | PATTERSON EXCAVATING CO | 1995-03-15 | 4.16 | 5.46 |  | 9.62 | 2.43 | 4.21 | 1.89 | 3.27 | 0 | 0 | Unimpaired - Delete | 3.2_Al | Surface | Tech | Surface_Tech_3.2_Al | Surface_Tech_3.2_Al | Fe_Tech_Al_3.2
Upper Guyandotte River | 1065 | WV1015907 | 003 | Island Creek | WV-OGU-1-V-4 | Left Fork/Cow Creek | WVOG-65-J-3 | -82.0393 | 37.7136 | SPARTAN MINING COMPANY | 2007-04-04 | 0.8 | 3.1 |  | 3.9 | 1.42 | 2.46 | 0.43 | 0.75 | 2 | 3.47 | Unimpaired - Delete | 3.2_Al | Surface | WQ | Surface_WQ_3.2_Al | Surface_WQ_3.2_Al | Fe_WQ_Al_3.2
Upper Guyandotte River | 1065 | WV1015907 | 004 | Island Creek | WV-OGU-1-V-4 | Left Fork/Cow Creek | WVOG-65-J-3 | -82.0382 | 37.7139 | SPARTAN MINING COMPANY | 2007-04-04 | 0.8 | 3.08 | 0.01 | 3.88 | 1.42 | 2.46 | 0.43 | 0.75 | 2 | 3.47 | Unimpaired - Delete | 3.2_Al | DMR and Landuse | WQ | DMR and Landuse_WQ_3.2_Al | DMR and Landuse_WQ_3.2_Al | Fe_WQ_Al_3.2
Upper Guyandotte River | 1070 | WV1015907 | 005 | Island Creek | WV-OGU-1-X | Littles Creek | WVOG-65-K | -82.0059 | 37.7205 | SPARTAN MINING COMPANY | 2007-04-04 | 5.1 | 84.37 |  | 89.47 | 1.42 | 2.46 | 1.3 | 2.24 | 2 | 3.47 | Unimpaired - Delete | 3.2_Al | Surface | WQ | Surface_WQ_3.2_Al | Surface_WQ_3.2_Al | Fe_WQ_Al_3.2
Upper Guyandotte River | 1070 | WV1015907 | 006 | Island Creek | WV-OGU-1-X | Littles Creek | WVOG-65-K | -82.0072 | 37.7241 | SPARTAN MINING COMPANY | 2012-11-28 | 0.9 | 13.5 | 1.5 | 14.4 | 1.42 | 2.46 | 1.73 | 3 | 2 | 3.47 | Unimpaired - Delete | 3.2_Al | DMR and Landuse | WQ | DMR and Landuse_WQ_3.2_Al | DMR and Landuse_WQ_3.2_Al | Fe_WQ_Al_3.2
Upper Guyandotte River | 1059 | WV1015923 | 030 | Island Creek | WV-OGU-1-T-12 | UNT/Pine Creek RM 5.96 | WVOG-65-H-5 | -82.0894 | 37.7433 | COAL-MAC, INC. DBA PHOENIX COAL-MAC MINING, INC. | 2007-03-29 | 14.77 | 0 |  | 14.77 | 0.91 | 1.58 | 0.34 | 0.58 | 1 | 1.73 | Unimpaired - Delete | 0.75_Al | Surface | WQ | Surface_WQ_0.75_Al | Surface_WQ_0.75_Al | Fe_WQ_Al_.75
Upper Guyandotte River | 1059 | WV1015923 | 031 | Island Creek | WV-OGU-1-T-12 | UNT/Pine Creek RM 5.96 | WVOG-65-H-5 | -82.0856 | 37.7454 | COAL-MAC, INC. DBA PHOENIX COAL-MAC MINING, INC. | 2007-03-29 | 26.39 | 0 |  | 26.39 | 0.5 | 0.87 | 0.27 | 0.47 | 2 | 3.47 | Unimpaired - Delete | 0.75_Al | Surface | WQ | Surface_WQ_0.75_Al | Surface_WQ_0.75_Al | Fe_WQ_Al_.75
Upper Guyandotte River | 1051 | WV1015923 | 032 | Island Creek | WV-OGU-1-T-6 | Right Fork/Pine Creek | WVOG-65-H-1 | -82.0846 | 37.7477 | COAL-MAC, INC. DBA PHOENIX COAL-MAC MINING, INC. | 2007-03-29 | 15.79 | 0 |  | 15.79 | 1.42 | 2.46 | 0.43 | 0.75 | 2 | 3.47 | Unimpaired - Delete | 3.2_Al | Surface | WQ | Surface_WQ_3.2_Al | Surface_WQ_3.2_Al | Fe_WQ_Al_3.2
Upper Guyandotte River | 1051 | WV1015923 | 033 | Island Creek | WV-OGU-1-T-6 | Right Fork/Pine Creek | WVOG-65-H-1 | -82.0847 | 37.7488 | COAL-MAC, INC. DBA PHOENIX COAL-MAC MINING, INC. | 2007-03-29 | 15.79 | 0 |  | 15.79 | 1.42 | 2.46 | 0.43 | 0.75 | 2 | 3.47 | Unimpaired - Delete | 3.2_Al | Surface | WQ | Surface_WQ_3.2_Al | Surface_WQ_3.2_Al | Fe_WQ_Al_3.2
Upper Guyandotte River | 1051 | WV1015923 | 034 | Island Creek | WV-OGU-1-T-6 | Right Fork/Pine Creek | WVOG-65-H-1 | -82.0844 | 37.751 | COAL-MAC, INC. DBA PHOENIX COAL-MAC MINING, INC. | 2007-03-29 | 7.7 | 0 |  | 7.7 | 1.42 | 2.46 | 0.43 | 0.75 | 2 | 3.47 | Unimpaired - Delete | 3.2_Al | Surface | WQ | Surface_WQ_3.2_Al | Surface_WQ_3.2_Al | Fe_WQ_Al_3.2
Upper Guyandotte River | 1051 | WV1015923 | 035 | Island Creek | WV-OGU-1-T-6 | Right Fork/Pine Creek | WVOG-65-H-1 | -82.0862 | 37.7512 | COAL-MAC, INC. DBA PHOENIX COAL-MAC MINING, INC. | 2007-03-29 | 18.52 | 0 |  | 18.52 | 1.42 | 2.46 | 0.43 | 0.75 | 2 | 3.47 | Unimpaired - Delete | 3.2_Al | Surface | WQ | Surface_WQ_3.2_Al | Surface_WQ_3.2_Al | Fe_WQ_Al_3.2
Upper Guyandotte River | 1051 | WV1015923 | 036 | Island Creek | WV-OGU-1-T-6 | Right Fork/Pine Creek | WVOG-65-H-1 | -82.089 | 37.7504 | COAL-MAC, INC. DBA PHOENIX COAL-MAC MINING, INC. | 2007-03-29 | 18.52 | 0 |  | 18.52 | 1.42 | 2.46 | 0.43 | 0.75 | 2 | 3.47 | Unimpaired - Delete | 3.2_Al | Surface | WQ | Surface_WQ_3.2_Al | Surface_WQ_3.2_Al | Fe_WQ_Al_3.2
Upper Guyandotte River | 2127 | WV1016032 | 002 | Rockhouse Creek | WV-OGU-29-A | Spring Branch | WVOG-77-A | -81.8957 | 37.725 | HAMPDEN COAL, LLC | 1995-09-05 | 2.72 | 10.87 | 0 | 13.59 | 2.58 | 4.47 | 0.43 | 0.75 | 2 | 3.47 | Unimpaired - Delete | 3.2_Al | Surface | Tech | Surface_Tech_3.2_Al | Surface_Tech_3.2_Al | Fe_Tech_Al_3.2
Upper Guyandotte River | 3040 | WV1016156 | 001 | Laurel Fork | WV-OGU-70-X-47 | Franks Fork | WVOGC-16-U | -81.4143 | 37.7385 | RHINO EASTERN LLC | 1995-03-14 | 0.78 | 1.61 | 0.4 | 2.39 | 1.42 | 2.46 | 0.43 | 0.75 | 0 | 0 | Unimpaired - Delete | 3.2_Al | DMR and Landuse | WQ | DMR and Landuse_WQ_3.2_Al | DMR and Landuse_WQ_3.2_Al | Fe_WQ_Al_3.2
Upper Guyandotte River | 5018 | WV1016181 | 001 | Long Branch | WV-OGU-124-D | UNT/Still Run RM 1.00 | WVOG-130-A.2 | -81.4105 | 37.5913 | RIVERSIDE ENERGY COMPANY, LLC | 1995-03-28 | 2.72 | 5.85 | 0.01 | 8.57 | 3 | 5.26 | 1.55 | 2.69 | 0 | 0 | Unimpaired - Delete | 3.2_Al | DMR and Landuse | Tech | DMR and Landuse_Tech_3.2_Al | DMR and Landuse_Tech_3.2_Al | Fe_Tech_Al_3.2
Upper Guyandotte River | 5017 | WV1016181 | 003 | Guyandotte River (Upper) | WV-OGU-124 | Still Run | WVOG-130 | -81.419 | 37.5822 | RIVERSIDE ENERGY COMPANY, LLC | 2000-03-28 | 0.72 | 3.22 | 0.1 | 3.94 | 3 | 5.26 | 0 | 0 | 0 | 0 | Unimpaired - Delete | 3.2_Al | DMR and Landuse | Tech | DMR and Landuse_Tech_3.2_Al | DMR and Landuse_Tech_3.2_Al | Fe_Tech_Al_3.2
Upper Guyandotte River | 5002 | WV1016229 | 004 | Sugar Run | WV-OGU-111 | Sugar Run | WVOG-125 | -81.5007 | 37.5818 | RIVERSIDE ENERGY COMPANY, LLC | 1997-05-30 | 0.01 | 2.54 | 0.01 | 2.55 | 3 | 6 | 0 | 0 | 0 | 0 | Unimpaired - Delete | Al Unimpaired | DMR | Tech | DMR_Tech_Al Unimpaired | DMR_Tech_Al Unimpaired | DMR Only
Upper Guyandotte River | 5002 | WV1016237 | 001 | Sugar Run | WV-OGU-111 | Sugar Run | WVOG-125 | -81.4968 | 37.5819 | RIVERSIDE ENERGY COMPANY, LLC | 1995-04-27 | 2.09 | 4.49 | 0.02 | 6.58 | 3 | 5.26 | 0.43 | 0.75 | 1 | 1.73 | Unimpaired - Delete | 3.2_Al | DMR and Landuse | Tech | DMR and Landuse_Tech_3.2_Al | DMR and Landuse_Tech_3.2_Al | Fe_Tech_Al_3.2
Upper Guyandotte River | 5003 | WV1016342 | 001 | Guyandotte River (Upper) | WV-OGU | Guyandotte River (upper) | WVOG-up | -81.4803 | 37.5782 | RIVERSIDE ENERGY COMPANY, LLC | 1995-10-24 | 3.69 | 20.98 | 0.001 | 24.67 | 3 | 5.26 | 0 | 0 | 0 | 0 | Unimpaired - Delete | 3.2_Al | DMR and Landuse | Tech | DMR and Landuse_Tech_3.2_Al | DMR and Landuse_Tech_3.2_Al | Fe_Tech_Al_3.2
Upper Guyandotte River | 5003 | WV1016342 | 003 | Guyandotte River (Upper) | WV-OGU | Guyandotte River (upper) | WVOG-up | -81.4954 | 37.5763 | RIVERSIDE ENERGY COMPANY, LLC | 2000-02-29 | 0.13 | 0.06 | 0.04 | 0.19 | 3 | 5.26 | 0 | 0 | 0 | 0 | Unimpaired - Delete | 3.2_Al | DMR and Landuse | Tech | DMR and Landuse_Tech_3.2_Al | DMR and Landuse_Tech_3.2_Al | Fe_Tech_Al_3.2
Upper Guyandotte River | 5003 | WV1016385 | 001 | Guyandotte River (Upper) | WV-OGU | Guyandotte River (upper) | WVOG-up | -81.4801 | 37.5799 | RIVERSIDE ENERGY COMPANY, LLC | 1996-03-25 | 4.77 | 18.81 | 0.1 | 23.58 | 1.42 | 2.46 | 0.43 | 0.75 | 2 | 3.47 | Unimpaired - Delete | 3.2_Al | DMR and Landuse | WQ | DMR and Landuse_WQ_3.2_Al | DMR and Landuse_WQ_3.2_Al | Fe_WQ_Al_3.2
Upper Guyandotte River | 3040 | WV1016393 | 001 | Laurel Fork | WV-OGU-70-X-47 | Franks Fork | WVOGC-16-U | -81.4139 | 37.7365 | RHINO EASTERN LLC | 1996-03-01 | 0.14 | 1.9 | 0.01 | 2.04 | 3 | 6 | 0 | 0 | 0 | 0 | Unimpaired - Delete | Al Unimpaired | DMR | Tech | DMR_Tech_Al Unimpaired | DMR_Tech_Al Unimpaired | DMR Only
Upper Guyandotte River | 3041 | WV1016393 | 003 | Laurel Fork | WV-OGU-70-X | Laurel Fork | WVOGC-16 | -81.3948 | 37.7326 | RHINO EASTERN LLC | 1999-06-24 | 0.24 | 1.29 | 0.01 | 1.53 | 2.73 | 4.73 | 0.43 | 0.75 | 2 | 3.47 | Unimpaired - Delete | 3.2_Al | Surface | Tech | Surface_Tech_3.2_Al | Surface_Tech_3.2_Al | Fe_Tech_Al_3.2
Upper Guyandotte River | 5003 | WV1016407 | 001 | Guyandotte River (Upper) | WV-OGU | Guyandotte River (upper) | WVOG-up | -81.4782 | 37.5827 | RIVERSIDE ENERGY COMPANY, LLC | 1996-03-01 | 3.69 | 21.02 |  | 24.71 | 3 | 5.26 | 0.43 | 0.75 | 0 | 0 | Unimpaired - Delete | 3.2_Al | Surface | Tech | Surface_Tech_3.2_Al | Surface_Tech_3.2_Al | Fe_Tech_Al_3.2
Upper Guyandotte River | 2113 | WV1016440 | 001 | Huff Creek | WV-OGU-28 | Huff Creek | WVOG-76 | -81.6844 | 37.7265 | PAYNTER BRANCH MINING INC | 1996-05-16 | 4.75 | 0 |  | 4.75 | 1.97 | 3.42 | 0.43 | 0.75 | 2 | 3.47 | Unimpaired - Delete | 3.2_Al | Surface | Tech | Surface_Tech_3.2_Al | Surface_Tech_3.2_Al | Fe_Tech_Al_3.2
Upper Guyandotte River | 2113 | WV1016440 | 002 | Huff Creek | WV-OGU-28 | Huff Creek | WVOG-76 | -81.6824 | 37.7253 | PAYNTER BRANCH MINING INC | 1996-05-16 | 7.3 | 0 |  | 7.3 | 1.97 | 3.42 | 0.43 | 0.75 | 2 | 3.47 | Unimpaired - Delete | 3.2_Al | Surface | Tech | Surface_Tech_3.2_Al | Surface_Tech_3.2_Al | Fe_Tech_Al_3.2
Upper Guyandotte River | 2110 | WV1016440 | 003 | Huff Creek | WV-OGU-28-S | Paynter Branch | WVOG-76-M | -81.6918 | 37.7209 | PAYNTER BRANCH MINING INC | 1996-05-16 | 10.76 | 0 |  | 10.76 | 1.97 | 3.42 | 0.43 | 0.75 | 2 | 3.47 | Unimpaired - Delete | 3.2_Al | Surface | Tech | Surface_Tech_3.2_Al | Surface_Tech_3.2_Al | Fe_Tech_Al_3.2
Upper Guyandotte River | 2111 | WV1016440 | 004 | Huff Creek | WV-OGU-28-S-4 | UNT/Paynter Branch RM 1.86 | WVOG-76-M-3 | -81.6889 | 37.7197 | PAYNTER BRANCH MINING INC | 1996-05-16 | 9.79 | 0 |  | 9.79 | 1.97 | 3.42 | 0.43 | 0.75 | 2 | 3.47 | Unimpaired - Delete | 3.2_Al | Surface | Tech | Surface_Tech_3.2_Al | Surface_Tech_3.2_Al | Fe_Tech_Al_3.2
Upper Guyandotte River | 2111 | WV1016440 | 005 | Huff Creek | WV-OGU-28-S-4 | UNT/Paynter Branch RM 1.86 | WVOG-76-M-3 | -81.6865 | 37.7182 | PAYNTER BRANCH MINING INC | 1996-05-16 | 12.72 | 0 |  | 12.72 | 1.97 | 3.42 | 0.43 | 0.75 | 2 | 3.47 | Unimpaired - Delete | 3.2_Al | Surface | Tech | Surface_Tech_3.2_Al | Surface_Tech_3.2_Al | Fe_Tech_Al_3.2
Upper Guyandotte River | 2113 | WV1016440 | 006 | Huff Creek | WV-OGU-28 | Huff Creek | WVOG-76 | -81.688 | 37.7281 | PAYNTER BRANCH MINING INC | 1996-05-16 | 11.88 | 0 |  | 11.88 | 1.97 | 3.42 | 0.43 | 0.75 | 2 | 3.47 | Unimpaired - Delete | 3.2_Al | Surface | Tech | Surface_Tech_3.2_Al | Surface_Tech_3.2_Al | Fe_Tech_Al_3.2
Upper Guyandotte River | 2113 | WV1016440 | 007 | Huff Creek | WV-OGU-28 | Huff Creek | WVOG-76 | -81.6929 | 37.7275 | PAYNTER BRANCH MINING INC | 1996-05-16 | 13.44 | 0 |  | 13.44 | 1.97 | 3.42 | 0.43 | 0.75 | 2 | 3.47 | Unimpaired - Delete | 3.2_Al | Surface | Tech | Surface_Tech_3.2_Al | Surface_Tech_3.2_Al | Fe_Tech_Al_3.2
Upper Guyandotte River | 2113 | WV1016440 | 008 | Huff Creek | WV-OGU-28 | Huff Creek | WVOG-76 | -81.6971 | 37.7271 | PAYNTER BRANCH MINING INC | 1996-05-16 | 11.98 | 0 |  | 11.98 | 1.97 | 3.42 | 0.43 | 0.75 | 2 | 3.47 | Unimpaired - Delete | 3.2_Al | Surface | Tech | Surface_Tech_3.2_Al | Surface_Tech_3.2_Al | Fe_Tech_Al_3.2
Upper Guyandotte River | 2113 | WV1016440 | 009 | Huff Creek | WV-OGU-28 | Huff Creek | WVOG-76 | -81.7024 | 37.728 | PAYNTER BRANCH MINING INC | 1996-05-16 | 11.98 | 0 |  | 11.98 | 1.97 | 3.42 | 0.43 | 0.75 | 2 | 3.47 | Unimpaired - Delete | 3.2_Al | Surface | Tech | Surface_Tech_3.2_Al | Surface_Tech_3.2_Al | Fe_Tech_Al_3.2
Upper Guyandotte River | 2113 | WV1016440 | 010 | Huff Creek | WV-OGU-28 | Huff Creek | WVOG-76 | -81.7032 | 37.7305 | PAYNTER BRANCH MINING INC | 1996-05-16 | 18.5 | 0 |  | 18.5 | 1.97 | 3.42 | 0.43 | 0.75 | 2 | 3.47 | Unimpaired - Delete | 3.2_Al | Surface | Tech | Surface_Tech_3.2_Al | Surface_Tech_3.2_Al | Fe_Tech_Al_3.2
Upper Guyandotte River | 2113 | WV1016440 | 011 | Huff Creek | WV-OGU-28 | Huff Creek | WVOG-76 | -81.7085 | 37.7251 | PAYNTER BRANCH MINING INC | 1996-05-16 | 13.52 | 0 |  | 13.52 | 1.97 | 3.42 | 0.43 | 0.75 | 2 | 3.47 | Unimpaired - Delete | 3.2_Al | Surface | Tech | Surface_Tech_3.2_Al | Surface_Tech_3.2_Al | Fe_Tech_Al_3.2
Upper Guyandotte River | 2113 | WV1016440 | 012 | Huff Creek | WV-OGU-28 | Huff Creek | WVOG-76 | -81.7106 | 37.7248 | PAYNTER BRANCH MINING INC | 1996-05-16 | 9.25 | 0 |  | 9.25 | 1.97 | 3.42 | 0.43 | 0.75 | 2 | 3.47 | Unimpaired - Delete | 3.2_Al | Surface | Tech | Surface_Tech_3.2_Al | Surface_Tech_3.2_Al | Fe_Tech_Al_3.2
Upper Guyandotte River | 2113 | WV1016440 | 013 | Huff Creek | WV-OGU-28 | Huff Creek | WVOG-76 | -81.7135 | 37.7234 | PAYNTER BRANCH MINING INC | 1996-05-16 | 6.23 | 0 |  | 6.23 | 1.97 | 3.42 | 0.43 | 0.75 | 2 | 3.47 | Unimpaired - Delete | 3.2_Al | Surface | Tech | Surface_Tech_3.2_Al | Surface_Tech_3.2_Al | Fe_Tech_Al_3.2
Upper Guyandotte River | 2106 | WV1016440 | 014 | Huff Creek | WV-OGU-28-S | Paynter Branch | WVOG-76-M | -81.7099 | 37.7236 | PAYNTER BRANCH MINING INC | 1996-05-16 | 8.89 | 0 |  | 8.89 | 1.97 | 3.42 | 0.43 | 0.75 | 2 | 3.47 | Unimpaired - Delete | 3.2_Al | Surface | Tech | Surface_Tech_3.2_Al | Surface_Tech_3.2_Al | Fe_Tech_Al_3.2
Upper Guyandotte River | 2106 | WV1016440 | 015 | Huff Creek | WV-OGU-28-S | Paynter Branch | WVOG-76-M | -81.7063 | 37.7235 | PAYNTER BRANCH MINING INC | 1996-05-16 | 11.83 | 0 |  | 11.83 | 1.97 | 3.42 | 0.43 | 0.75 | 2 | 3.47 | Unimpaired - Delete | 3.2_Al | Surface | Tech | Surface_Tech_3.2_Al | Surface_Tech_3.2_Al | Fe_Tech_Al_3.2
Upper Guyandotte River | 2108 | WV1016440 | 016 | Huff Creek | WV-OGU-28-S | Paynter Branch | WVOG-76-M | -81.703 | 37.7238 | PAYNTER BRANCH MINING INC | 1996-05-16 | 9.34 | 0 |  | 9.34 | 1.97 | 3.42 | 0.43 | 0.75 | 2 | 3.47 | Unimpaired - Delete | 3.2_Al | Surface | Tech | Surface_Tech_3.2_Al | Surface_Tech_3.2_Al | Fe_Tech_Al_3.2
Upper Guyandotte River | 2108 | WV1016440 | 017 | Huff Creek | WV-OGU-28-S | Paynter Branch | WVOG-76-M | -81.7008 | 37.7212 | PAYNTER BRANCH MINING INC | 1996-05-16 | 13.88 | 29.77 |  | 43.65 | 1.42 | 2.46 | 0.43 | 0.75 | 2 | 3.47 | Unimpaired - Delete | 3.2_Al | Surface | WQ | Surface_WQ_3.2_Al | Surface_WQ_3.2_Al | Fe_WQ_Al_3.2
Upper Guyandotte River | 2108 | WV1016440 | 018 | Huff Creek | WV-OGU-28-S | Paynter Branch | WVOG-76-M | -81.6971 | 37.725 | PAYNTER BRANCH MINING INC | 1996-05-16 | 8.07 | 0 |  | 8.07 | 1.97 | 3.42 | 0.43 | 0.75 | 2 | 3.47 | Unimpaired - Delete | 3.2_Al | Surface | Tech | Surface_Tech_3.2_Al | Surface_Tech_3.2_Al | Fe_Tech_Al_3.2
Upper Guyandotte River | 2109 | WV1016440 | 019 | Huff Creek | WV-OGU-28-S-3 | Cub Trace Branch | WVOG-76-M-2 | -81.6943 | 37.7231 | PAYNTER BRANCH MINING INC | 1996-05-16 | 171.94 | 61.06 |  | 233 | 1.42 | 2.46 | 0.43 | 0.75 | 2 | 3.47 | Unimpaired - Delete | 3.2_Al | Surface | WQ | Surface_WQ_3.2_Al | Surface_WQ_3.2_Al | Fe_WQ_Al_3.2
Upper Guyandotte River | 2108 | WV1016440 | 020 | Huff Creek | WV-OGU-28-S | Paynter Branch | WVOG-76-M | -81.6978 | 37.722 | PAYNTER BRANCH MINING INC | 1996-05-16 | 5.16 | 16.43 |  | 21.59 | 1.42 | 2.46 | 0.43 | 0.75 | 2 | 3.47 | Unimpaired - Delete | 3.2_Al | Surface | WQ | Surface_WQ_3.2_Al | Surface_WQ_3.2_Al | Fe_WQ_Al_3.2
Upper Guyandotte River | 2109 | WV1016440 | 022 | Huff Creek | WV-OGU-28-S-3 | Cub Trace Branch | WVOG-76-M-2 | -81.6952 | 37.7253 | PAYNTER BRANCH MINING INC | 1996-05-16 | 6.7 | 0 |  | 6.7 | 1.97 | 3.42 | 0.43 | 0.75 | 2 | 3.47 | Unimpaired - Delete | 3.2_Al | Surface | Tech | Surface_Tech_3.2_Al | Surface_Tech_3.2_Al | Fe_Tech_Al_3.2
Upper Guyandotte River | 2113 | WV1016440 | 023 | Huff Creek | WV-OGU-28 | Huff Creek | WVOG-76 | -81.6991 | 37.7278 | PAYNTER BRANCH MINING INC | 1996-05-16 | 6.88 | 0 |  | 6.88 | 1.97 | 3.42 | 0.43 | 0.75 | 2 | 3.47 | Unimpaired - Delete | 3.2_Al | Surface | Tech | Surface_Tech_3.2_Al | Surface_Tech_3.2_Al | Fe_Tech_Al_3.2
Upper Guyandotte River | 5017 | WV1016466 | 001 | Guyandotte River (Upper) | WV-OGU-124 | Still Run | WVOG-130 | -81.4324 | 37.5823 | RIVERSIDE ENERGY COMPANY, LLC | 1996-05-16 | 2.38 | 65.96 | 0.01 | 68.34 | 1.42 | 2.46 | 0.44 | 0.77 | 2 | 3.47 | Unimpaired - Delete | 3.2_Al | DMR and Landuse | WQ | DMR and Landuse_WQ_3.2_Al | DMR and Landuse_WQ_3.2_Al | Fe_WQ_Al_3.2
Upper Guyandotte River | 3040 | WV1016491 | 018 | Laurel Fork | WV-OGU-70-X-47 | Franks Fork | WVOGC-16-U | -81.4076 | 37.7221 | RHINO EASTERN LLC | 1996-09-30 | 0.01 | 270.67 |  | 270.68 | 2.73 | 4.73 | 0.43 | 0.75 | 2 | 3.47 | Unimpaired - Delete | 3.2_Al | Surface | Tech | Surface_Tech_3.2_Al | Surface_Tech_3.2_Al | Fe_Tech_Al_3.2
Upper Guyandotte River | 3041 | WV1016491 | 026 | Laurel Fork | WV-OGU-70-X | Laurel Fork | WVOGC-16 | -81.3934 | 37.728 | RHINO EASTERN LLC | 1996-09-30 | 6.93 | 0 |  | 6.93 | 2.73 | 4.73 | 0.43 | 0.75 | 2 | 3.47 | Unimpaired - Delete | 3.2_Al | Surface | Tech | Surface_Tech_3.2_Al | Surface_Tech_3.2_Al | Fe_Tech_Al_3.2
Upper Guyandotte River | 3041 | WV1016491 | 027 | Laurel Fork | WV-OGU-70-X | Laurel Fork | WVOGC-16 | -81.3929 | 37.7307 | RHINO EASTERN LLC | 1996-09-30 | 0.01 | 2.59 |  | 2.6 | 2.73 | 4.73 | 0.43 | 0.75 | 2 | 3.47 | Unimpaired - Delete | 3.2_Al | Surface | Tech | Surface_Tech_3.2_Al | Surface_Tech_3.2_Al | Fe_Tech_Al_3.2
Upper Guyandotte River | 3041 | WV1016491 | 032 | Laurel Fork | WV-OGU-70-X | Laurel Fork | WVOGC-16 | -81.3942 | 37.7323 | RHINO EASTERN LLC | 1996-09-30 | 0.01 | 126.21 |  | 126.22 | 2.73 | 4.73 | 0.43 | 0.75 | 2 | 3.47 | Unimpaired - Delete | 3.2_Al | Surface | Tech | Surface_Tech_3.2_Al | Surface_Tech_3.2_Al | Fe_Tech_Al_3.2
Upper Guyandotte River | 3041 | WV1016491 | 037 | Laurel Fork | WV-OGU-70-X | Laurel Fork | WVOGC-16 | -81.3929 | 37.7303 | RHINO EASTERN LLC | 1996-09-30 | 0.01 | 2.5 |  | 2.51 | 2.73 | 4.73 | 0.43 | 0.75 | 2 | 3.47 | Unimpaired - Delete | 3.2_Al | Surface | Tech | Surface_Tech_3.2_Al | Surface_Tech_3.2_Al | Fe_Tech_Al_3.2
Upper Guyandotte River | 3002 | WV1016539 | 001 | Clear Fork | WV-OGU-70-E | Cedar Creek | WVOGC-4 | -81.7153 | 37.6517 | DYNAMIC ENERGY, INC. | 1997-04-28 | 28.83 | 0 |  | 28.83 | 3 | 5.26 | 0.43 | 0.75 | 2 | 3.47 | Unimpaired - Delete | 3.2_Al | Surface | Tech | Surface_Tech_3.2_Al | Surface_Tech_3.2_Al | Fe_Tech_Al_3.2
Upper Guyandotte River | 3002 | WV1016539 | 002 | Clear Fork | WV-OGU-70-E | Cedar Creek | WVOGC-4 | -81.7156 | 37.65 | DYNAMIC ENERGY, INC. | 1997-04-28 | 14.79 | 0 |  | 14.79 | 3 | 5.26 | 3 | 6 | 2 | 3.47 | Unimpaired - Delete | 3.2_Al | Surface | Tech | Surface_Tech_3.2_Al | Surface_Tech_3.2_Al | Fe_Tech_Al_3.2
Upper Guyandotte River | 3001 | WV1016539 | 003 | Clear Fork | WV-OGU-70 | Clear Fork | WVOGC | -81.7158 | 37.6486 | DYNAMIC ENERGY, INC. | 1997-04-28 | 15.25 | 0 |  | 15.25 | 3 | 5.26 | 3 | 6 | 2 | 3.47 | Unimpaired - Delete | 3.2_Al | Surface | Tech | Surface_Tech_3.2_Al | Surface_Tech_3.2_Al | Fe_Tech_Al_3.2
Upper Guyandotte River | 3001 | WV1016539 | 004 | Clear Fork | WV-OGU-70 | Clear Fork | WVOGC | -81.7174 | 37.6491 | DYNAMIC ENERGY, INC. | 1997-04-28 | 5.65 | 0 |  | 5.65 | 0.93 | 1.61 | 0.61 | 1.06 | 2 | 3.47 | Unimpaired - Delete | 3.2_Al | Surface | 1.0 in Trout | Surface_1.0 in Trout_3.2_Al | Surface_1.0 in Trout_3.2_Al | Fe_WQ_Al_3.2
Upper Guyandotte River | 3001 | WV1016539 | 005 | Clear Fork | WV-OGU-70 | Clear Fork | WVOGC | -81.7201 | 37.6489 | DYNAMIC ENERGY, INC. | 1997-04-28 | 22.81 | 0 |  | 22.81 | 0.93 | 1.61 | 0.61 | 1.06 | 2 | 3.47 | Unimpaired - Delete | 3.2_Al | Surface | 1.0 in Trout | Surface_1.0 in Trout_3.2_Al | Surface_1.0 in Trout_3.2_Al | Fe_WQ_Al_3.2
Upper Guyandotte River | 3001 | WV1016539 | 006 | Clear Fork | WV-OGU-70 | Clear Fork | WVOGC | -81.7226 | 37.6482 | DYNAMIC ENERGY, INC. | 1997-04-28 | 33.34 | 0 |  | 33.34 | 0.93 | 1.61 | 0.61 | 1.06 | 2 | 3.47 | Unimpaired - Delete | 3.2_Al | Surface | 1.0 in Trout | Surface_1.0 in Trout_3.2_Al | Surface_1.0 in Trout_3.2_Al | Fe_WQ_Al_3.2
Upper Guyandotte River | 3001 | WV1016539 | 007 | Clear Fork | WV-OGU-70 | Clear Fork | WVOGC | -81.7234 | 37.6465 | DYNAMIC ENERGY, INC. | 1997-04-28 | 14.31 | 0 |  | 14.31 | 0.93 | 1.61 | 0.61 | 1.06 | 2 | 3.47 | Unimpaired - Delete | 3.2_Al | Surface | 1.0 in Trout | Surface_1.0 in Trout_3.2_Al | Surface_1.0 in Trout_3.2_Al | Fe_WQ_Al_3.2
Upper Guyandotte River | 3001 | WV1016539 | 008 | Clear Fork | WV-OGU-70 | Clear Fork | WVOGC | -81.7238 | 37.645 | DYNAMIC ENERGY, INC. | 1997-04-28 | 6.35 | 0 |  | 6.35 | 3 | 5.26 | 3 | 6 | 2 | 3.47 | Unimpaired - Delete | 3.2_Al | Surface | Tech | Surface_Tech_3.2_Al | Surface_Tech_3.2_Al | Fe_Tech_Al_3.2
Upper Guyandotte River | 2602 | WV1016539 | 009 | Reedy Branch | WV-OGU-68 | Reedy Branch | WVOG-99 | -81.7384 | 37.6425 | DYNAMIC ENERGY, INC. | 1997-04-28 | 3.9 | 0 |  | 3.9 | 3 | 5.26 | 0.43 | 0.75 | 2 | 3.47 | Unimpaired - Delete | 3.2_Al | Surface | Tech | Surface_Tech_3.2_Al | Surface_Tech_3.2_Al | Fe_Tech_Al_3.2
Upper Guyandotte River | 2602 | WV1016539 | 010 | Reedy Branch | WV-OGU-68 | Reedy Branch | WVOG-99 | -81.7382 | 37.6416 | DYNAMIC ENERGY, INC. | 1997-04-28 | 2.47 | 0 |  | 2.47 | 3 | 5.26 | 0.43 | 0.75 | 2 | 3.47 | Unimpaired - Delete | 3.2_Al | Surface | Tech | Surface_Tech_3.2_Al | Surface_Tech_3.2_Al | Fe_Tech_Al_3.2
Upper Guyandotte River | 2602 | WV1016539 | 011 | Reedy Branch | WV-OGU-68 | Reedy Branch | WVOG-99 | -81.7381 | 37.6404 | DYNAMIC ENERGY, INC. | 1997-04-28 | 3.27 | 0 |  | 3.27 | 3 | 5.26 | 0.43 | 0.75 | 2 | 3.47 | Unimpaired - Delete | 3.2_Al | Surface | Tech | Surface_Tech_3.2_Al | Surface_Tech_3.2_Al | Fe_Tech_Al_3.2
Upper Guyandotte River | 2602 | WV1016539 | 012 | Reedy Branch | WV-OGU-68 | Reedy Branch | WVOG-99 | -81.7377 | 37.639 | DYNAMIC ENERGY, INC. | 1997-04-28 | 2.75 | 0 |  | 2.75 | 3 | 5.26 | 0.43 | 0.75 | 2 | 3.47 | Unimpaired - Delete | 3.2_Al | Surface | Tech | Surface_Tech_3.2_Al | Surface_Tech_3.2_Al | Fe_Tech_Al_3.2
Upper Guyandotte River | 2602 | WV1016539 | 013 | Reedy Branch | WV-OGU-68 | Reedy Branch | WVOG-99 | -81.7377 | 37.6382 | DYNAMIC ENERGY, INC. | 1997-04-28 | 1.26 | 0 |  | 1.26 | 3 | 5.26 | 0.43 | 0.75 | 2 | 3.47 | Unimpaired - Delete | 3.2_Al | Surface | Tech | Surface_Tech_3.2_Al | Surface_Tech_3.2_Al | Fe_Tech_Al_3.2
Upper Guyandotte River | 2602 | WV1016539 | 014 | Reedy Branch | WV-OGU-68 | Reedy Branch | WVOG-99 | -81.7389 | 37.6384 | DYNAMIC ENERGY, INC. | 1997-04-28 | 2.7 | 0 |  | 2.7 | 3 | 5.26 | 0.43 | 0.75 | 2 | 3.47 | Unimpaired - Delete | 3.2_Al | Surface | Tech | Surface_Tech_3.2_Al | Surface_Tech_3.2_Al | Fe_Tech_Al_3.2
Upper Guyandotte River | 2602 | WV1016539 | 015 | Reedy Branch | WV-OGU-68 | Reedy Branch | WVOG-99 | -81.7396 | 37.6396 | DYNAMIC ENERGY, INC. | 1997-04-28 | 2.47 | 0 |  | 2.47 | 3 | 5.26 | 0.43 | 0.75 | 2 | 3.47 | Unimpaired - Delete | 3.2_Al | Surface | Tech | Surface_Tech_3.2_Al | Surface_Tech_3.2_Al | Fe_Tech_Al_3.2
Upper Guyandotte River | 2602 | WV1016539 | 016 | Reedy Branch | WV-OGU-68 | Reedy Branch | WVOG-99 | -81.7401 | 37.6407 | DYNAMIC ENERGY, INC. | 1997-04-28 | 4.65 | 0 |  | 4.65 | 3 | 5.26 | 0.43 | 0.75 | 2 | 3.47 | Unimpaired - Delete | 3.2_Al | Surface | Tech | Surface_Tech_3.2_Al | Surface_Tech_3.2_Al | Fe_Tech_Al_3.2
Upper Guyandotte River | 2602 | WV1016539 | 017 | Reedy Branch | WV-OGU-68 | Reedy Branch | WVOG-99 | -81.7407 | 37.6423 | DYNAMIC ENERGY, INC. | 1997-04-28 | 10.04 | 0 |  | 10.04 | 3 | 5.26 | 0.43 | 0.75 | 2 | 3.47 | Unimpaired - Delete | 3.2_Al | Surface | Tech | Surface_Tech_3.2_Al | Surface_Tech_3.2_Al | Fe_Tech_Al_3.2
Upper Guyandotte River | 2602 | WV1016539 | 018 | Reedy Branch | WV-OGU-68 | Reedy Branch | WVOG-99 | -81.7419 | 37.6418 | DYNAMIC ENERGY, INC. | 1997-04-28 | 3.1 | 0 |  | 3.1 | 3 | 5.26 | 0.43 | 0.75 | 2 | 3.47 | Unimpaired - Delete | 3.2_Al | Surface | Tech | Surface_Tech_3.2_Al | Surface_Tech_3.2_Al | Fe_Tech_Al_3.2
Upper Guyandotte River | 2602 | WV1016539 | 019 | Reedy Branch | WV-OGU-68 | Reedy Branch | WVOG-99 | -81.743 | 37.641 | DYNAMIC ENERGY, INC. | 1997-04-28 | 2.7 | 0 |  | 2.7 | 3 | 5.26 | 0.43 | 0.75 | 2 | 3.47 | Unimpaired - Delete | 3.2_Al | Surface | Tech | Surface_Tech_3.2_Al | Surface_Tech_3.2_Al | Fe_Tech_Al_3.2
Upper Guyandotte River | 2602 | WV1016539 | 020 | Reedy Branch | WV-OGU-68 | Reedy Branch | WVOG-99 | -81.7436 | 37.6403 | DYNAMIC ENERGY, INC. | 1997-04-28 | 1.95 | 0 |  | 1.95 | 3 | 5.26 | 0.43 | 0.75 | 2 | 3.47 | Unimpaired - Delete | 3.2_Al | Surface | Tech | Surface_Tech_3.2_Al | Surface_Tech_3.2_Al | Fe_Tech_Al_3.2
Upper Guyandotte River | 2602 | WV1016539 | 021 | Reedy Branch | WV-OGU-68 | Reedy Branch | WVOG-99 | -81.7446 | 37.6402 | DYNAMIC ENERGY, INC. | 1997-04-28 | 3.1 | 0 |  | 3.1 | 3 | 5.26 | 0.43 | 0.75 | 2 | 3.47 | Unimpaired - Delete | 3.2_Al | Surface | Tech | Surface_Tech_3.2_Al | Surface_Tech_3.2_Al | Fe_Tech_Al_3.2
Upper Guyandotte River | 2602 | WV1016539 | 022 | Reedy Branch | WV-OGU-68 | Reedy Branch | WVOG-99 | -81.7462 | 37.6392 | DYNAMIC ENERGY, INC. | 1997-04-28 | 3.56 | 0 |  | 3.56 | 3 | 5.26 | 0.43 | 0.75 | 2 | 3.47 | Unimpaired - Delete | 3.2_Al | Surface | Tech | Surface_Tech_3.2_Al | Surface_Tech_3.2_Al | Fe_Tech_Al_3.2
Upper Guyandotte River | 2602 | WV1016539 | 023 | Reedy Branch | WV-OGU-68 | Reedy Branch | WVOG-99 | -81.7468 | 37.6378 | DYNAMIC ENERGY, INC. | 1997-04-28 | 0.63 | 0 |  | 0.63 | 3 | 5.26 | 0.43 | 0.75 | 2 | 3.47 | Unimpaired - Delete | 3.2_Al | Surface | Tech | Surface_Tech_3.2_Al | Surface_Tech_3.2_Al | Fe_Tech_Al_3.2
Upper Guyandotte River | 2602 | WV1016539 | 024 | Reedy Branch | WV-OGU-68 | Reedy Branch | WVOG-99 | -81.7466 | 37.6369 | DYNAMIC ENERGY, INC. | 1997-04-28 | 3.27 | 0 |  | 3.27 | 3 | 5.26 | 0.43 | 0.75 | 2 | 3.47 | Unimpaired - Delete | 3.2_Al | Surface | Tech | Surface_Tech_3.2_Al | Surface_Tech_3.2_Al | Fe_Tech_Al_3.2
Upper Guyandotte River | 2602 | WV1016539 | 025 | Reedy Branch | WV-OGU-68 | Reedy Branch | WVOG-99 | -81.7463 | 37.6353 | DYNAMIC ENERGY, INC. | 1997-04-28 | 2.24 | 0 |  | 2.24 | 3 | 5.26 | 0.43 | 0.75 | 2 | 3.47 | Unimpaired - Delete | 3.2_Al | Surface | Tech | Surface_Tech_3.2_Al | Surface_Tech_3.2_Al | Fe_Tech_Al_3.2
Upper Guyandotte River | 2602 | WV1016539 | 026 | Reedy Branch | WV-OGU-68 | Reedy Branch | WVOG-99 | -81.7454 | 37.6348 | DYNAMIC ENERGY, INC. | 1997-04-28 | 3.1 | 0 |  | 3.1 | 3 | 5.26 | 0.43 | 0.75 | 2 | 3.47 | Unimpaired - Delete | 3.2_Al | Surface | Tech | Surface_Tech_3.2_Al | Surface_Tech_3.2_Al | Fe_Tech_Al_3.2
Upper Guyandotte River | 2602 | WV1016539 | 027 | Reedy Branch | WV-OGU-68 | Reedy Branch | WVOG-99 | -81.7472 | 37.6338 | DYNAMIC ENERGY, INC. | 1997-04-28 | 4.02 | 0 |  | 4.02 | 3 | 5.26 | 0.43 | 0.75 | 2 | 3.47 | Unimpaired - Delete | 3.2_Al | Surface | Tech | Surface_Tech_3.2_Al | Surface_Tech_3.2_Al | Fe_Tech_Al_3.2
Upper Guyandotte River | 2602 | WV1016539 | 028 | Reedy Branch | WV-OGU-68 | Reedy Branch | WVOG-99 | -81.747 | 37.6319 | DYNAMIC ENERGY, INC. | 1997-04-28 | 2.24 | 0 |  | 2.24 | 3 | 5.26 | 0.43 | 0.75 | 2 | 3.47 | Unimpaired - Delete | 3.2_Al | Surface | Tech | Surface_Tech_3.2_Al | Surface_Tech_3.2_Al | Fe_Tech_Al_3.2
Upper Guyandotte River | 2602 | WV1016539 | 029 | Reedy Branch | WV-OGU-68 | Reedy Branch | WVOG-99 | -81.7486 | 37.6327 | DYNAMIC ENERGY, INC. | 1997-04-28 | 84.5 | 0 |  | 84.5 | 3 | 5.26 | 0.43 | 0.75 | 2 | 3.47 | Unimpaired - Delete | 3.2_Al | Surface | Tech | Surface_Tech_3.2_Al | Surface_Tech_3.2_Al | Fe_Tech_Al_3.2
Upper Guyandotte River | 2602 | WV1016539 | 030 | Reedy Branch | WV-OGU-68 | Reedy Branch | WVOG-99 | -81.7503 | 37.6323 | DYNAMIC ENERGY, INC. | 1997-04-28 | 2.81 | 0 |  | 2.81 | 3 | 5.26 | 0.43 | 0.75 | 2 | 3.47 | Unimpaired - Delete | 3.2_Al | Surface | Tech | Surface_Tech_3.2_Al | Surface_Tech_3.2_Al | Fe_Tech_Al_3.2
Upper Guyandotte River | 2602 | WV1016539 | 031 | Reedy Branch | WV-OGU-68 | Reedy Branch | WVOG-99 | -81.7516 | 37.6318 | DYNAMIC ENERGY, INC. | 1997-04-28 | 3.21 | 0 |  | 3.21 | 3 | 5.26 | 0.43 | 0.75 | 2 | 3.47 | Unimpaired - Delete | 3.2_Al | Surface | Tech | Surface_Tech_3.2_Al | Surface_Tech_3.2_Al | Fe_Tech_Al_3.2
Upper Guyandotte River | 2401 | WV1016539 | 032 | Long Branch | WV-OGU-65 | Long Branch | WVOG-97 | -81.7523 | 37.6305 | DYNAMIC ENERGY, INC. | 1997-04-28 | 0.98 | 0 |  | 0.98 | 3 | 5.26 | 0.43 | 0.75 | 2 | 3.47 | Unimpaired - Delete | 3.2_Al | Surface | Tech | Surface_Tech_3.2_Al | Surface_Tech_3.2_Al | Fe_Tech_Al_3.2
Upper Guyandotte River | 2401 | WV1016539 | 033 | Long Branch | WV-OGU-65 | Long Branch | WVOG-97 | -81.7535 | 37.6287 | DYNAMIC ENERGY, INC. | 1997-04-28 | 6.6 | 0 |  | 6.6 | 3 | 5.26 | 0.43 | 0.75 | 2 | 3.47 | Unimpaired - Delete | 3.2_Al | Surface | Tech | Surface_Tech_3.2_Al | Surface_Tech_3.2_Al | Fe_Tech_Al_3.2
Upper Guyandotte River | 2401 | WV1016539 | 034 | Long Branch | WV-OGU-65 | Long Branch | WVOG-97 | -81.7557 | 37.6276 | DYNAMIC ENERGY, INC. | 1997-04-28 | 0.98 | 0 |  | 0.98 | 3 | 5.26 | 0.43 | 0.75 | 2 | 3.47 | Unimpaired - Delete | 3.2_Al | Surface | Tech | Surface_Tech_3.2_Al | Surface_Tech_3.2_Al | Fe_Tech_Al_3.2
Upper Guyandotte River | 2401 | WV1016539 | 035 | Long Branch | WV-OGU-65 | Long Branch | WVOG-97 | -81.7561 | 37.6285 | DYNAMIC ENERGY, INC. | 1997-04-28 | 0.29 | 0 |  | 0.29 | 3 | 5.26 | 0.43 | 0.75 | 2 | 3.47 | Unimpaired - Delete | 3.2_Al | Surface | Tech | Surface_Tech_3.2_Al | Surface_Tech_3.2_Al | Fe_Tech_Al_3.2
Upper Guyandotte River | 2401 | WV1016539 | 036 | Long Branch | WV-OGU-65 | Long Branch | WVOG-97 | -81.7549 | 37.6293 | DYNAMIC ENERGY, INC. | 1997-04-28 | 1.15 | 0 |  | 1.15 | 3 | 5.26 | 0.43 | 0.75 | 2 | 3.47 | Unimpaired - Delete | 3.2_Al | Surface | Tech | Surface_Tech_3.2_Al | Surface_Tech_3.2_Al | Fe_Tech_Al_3.2
Upper Guyandotte River | 2401 | WV1016539 | 037 | Long Branch | WV-OGU-65 | Long Branch | WVOG-97 | -81.7546 | 37.63 | DYNAMIC ENERGY, INC. | 1997-04-28 | 2.24 | 0 |  | 2.24 | 3 | 5.26 | 0.43 | 0.75 | 2 | 3.47 | Unimpaired - Delete | 3.2_Al | Surface | Tech | Surface_Tech_3.2_Al | Surface_Tech_3.2_Al | Fe_Tech_Al_3.2
Upper Guyandotte River | 2401 | WV1016539 | 038 | Long Branch | WV-OGU-65 | Long Branch | WVOG-97 | -81.7543 | 37.6312 | DYNAMIC ENERGY, INC. | 1997-04-28 | 4.36 | 0 |  | 4.36 | 3 | 5.26 | 0.43 | 0.75 | 2 | 3.47 | Unimpaired - Delete | 3.2_Al | Surface | Tech | Surface_Tech_3.2_Al | Surface_Tech_3.2_Al | Fe_Tech_Al_3.2
Upper Guyandotte River | 2401 | WV1016539 | 039 | Long Branch | WV-OGU-65 | Long Branch | WVOG-97 | -81.7541 | 37.6324 | DYNAMIC ENERGY, INC. | 1997-04-28 | 11.71 | 0 |  | 11.71 | 3 | 5.26 | 0.43 | 0.75 | 2 | 3.47 | Unimpaired - Delete | 3.2_Al | Surface | Tech | Surface_Tech_3.2_Al | Surface_Tech_3.2_Al | Fe_Tech_Al_3.2
Upper Guyandotte River | 2401 | WV1016539 | 040 | Long Branch | WV-OGU-65 | Long Branch | WVOG-97 | -81.7653 | 37.6285 | DYNAMIC ENERGY, INC. | 1997-04-28 | 0.92 | 0 |  | 0.92 | 3 | 5.26 | 0.43 | 0.75 | 2 | 3.47 | Unimpaired - Delete | 3.2_Al | Surface | Tech | Surface_Tech_3.2_Al | Surface_Tech_3.2_Al | Fe_Tech_Al_3.2
Upper Guyandotte River | 2401 | WV1016539 | 041 | Long Branch | WV-OGU-65 | Long Branch | WVOG-97 | -81.7661 | 37.628 | DYNAMIC ENERGY, INC. | 1997-04-28 | 0.98 | 0 |  | 0.98 | 3 | 5.26 | 0.43 | 0.75 | 2 | 3.47 | Unimpaired - Delete | 3.2_Al | Surface | Tech | Surface_Tech_3.2_Al | Surface_Tech_3.2_Al | Fe_Tech_Al_3.2
Upper Guyandotte River | 2401 | WV1016539 | 042 | Long Branch | WV-OGU-65 | Long Branch | WVOG-97 | -81.7666 | 37.629 | DYNAMIC ENERGY, INC. | 1997-04-28 | 1.26 | 0 |  | 1.26 | 3 | 5.26 | 0.43 | 0.75 | 2 | 3.47 | Unimpaired - Delete | 3.2_Al | Surface | Tech | Surface_Tech_3.2_Al | Surface_Tech_3.2_Al | Fe_Tech_Al_3.2
Upper Guyandotte River | 2401 | WV1016539 | 043 | Long Branch | WV-OGU-65 | Long Branch | WVOG-97 | -81.7662 | 37.6302 | DYNAMIC ENERGY, INC. | 1997-04-28 | 1.49 | 0 |  | 1.49 | 3 | 5.26 | 0.43 | 0.75 | 2 | 3.47 | Unimpaired - Delete | 3.2_Al | Surface | Tech | Surface_Tech_3.2_Al | Surface_Tech_3.2_Al | Fe_Tech_Al_3.2
Upper Guyandotte River | 2401 | WV1016539 | 044 | Long Branch | WV-OGU-65 | Long Branch | WVOG-97 | -81.7667 | 37.631 | DYNAMIC ENERGY, INC. | 1997-04-28 | 6.49 | 0 |  | 6.49 | 3 | 5.26 | 0.43 | 0.75 | 2 | 3.47 | Unimpaired - Delete | 3.2_Al | Surface | Tech | Surface_Tech_3.2_Al | Surface_Tech_3.2_Al | Fe_Tech_Al_3.2
Upper Guyandotte River | 2401 | WV1016539 | 046 | Long Branch | WV-OGU-65 | Long Branch | WVOG-97 | -81.7705 | 37.6274 | DYNAMIC ENERGY, INC. | 1997-04-28 | 32.55 | 34.01 |  | 66.56 | 1.42 | 2.46 | 0.43 | 0.75 | 2 | 3.47 | Unimpaired - Delete | 3.2_Al | Surface | WQ | Surface_WQ_3.2_Al | Surface_WQ_3.2_Al | Fe_WQ_Al_3.2
Upper Guyandotte River | 2401 | WV1016539 | 052 | Long Branch | WV-OGU-65 | Long Branch | WVOG-97 | -81.775 | 37.6273 | DYNAMIC ENERGY, INC. | 1997-04-28 | 2.3 | 0 |  | 2.3 | 3 | 5.26 | 0.43 | 0.75 | 2 | 3.47 | Unimpaired - Delete | 3.2_Al | Surface | Tech | Surface_Tech_3.2_Al | Surface_Tech_3.2_Al | Fe_Tech_Al_3.2
Upper Guyandotte River | 2401 | WV1016539 | 053 | Long Branch | WV-OGU-65 | Long Branch | WVOG-97 | -81.7752 | 37.6256 | DYNAMIC ENERGY, INC. | 1997-04-28 | 2.93 | 0 |  | 2.93 | 3 | 5.26 | 0.43 | 0.75 | 2 | 3.47 | Unimpaired - Delete | 3.2_Al | Surface | Tech | Surface_Tech_3.2_Al | Surface_Tech_3.2_Al | Fe_Tech_Al_3.2
Upper Guyandotte River | 2401 | WV1016539 | 054 | Long Branch | WV-OGU-65 | Long Branch | WVOG-97 | -81.7742 | 37.6247 | DYNAMIC ENERGY, INC. | 1997-04-28 | 3.85 | 0 |  | 3.85 | 3 | 5.26 | 0.43 | 0.75 | 2 | 3.47 | Unimpaired - Delete | 3.2_Al | Surface | Tech | Surface_Tech_3.2_Al | Surface_Tech_3.2_Al | Fe_Tech_Al_3.2
Upper Guyandotte River | 6000 | WV1016539 | 065 |  |  |  |  | -81.7763 | 37.6237 | DYNAMIC ENERGY, INC. | 1997-04-28 | 8.32 | 0 |  | 8.32 | 3 | 5.26 | 0.43 | 0.75 | 2 | 3.47 | Unimpaired - Delete | 3.2_Al | Surface | Tech | Surface_Tech_3.2_Al | Surface_Tech_3.2_Al | Fe_Tech_Al_3.2
Upper Guyandotte River | 6000 | WV1016539 | 066 |  |  |  |  | -81.7771 | 37.6262 | DYNAMIC ENERGY, INC. | 1997-04-28 | 4.25 | 0 |  | 4.25 | 3 | 5.26 | 0.43 | 0.75 | 2 | 3.47 | Unimpaired - Delete | 3.2_Al | Surface | Tech | Surface_Tech_3.2_Al | Surface_Tech_3.2_Al | Fe_Tech_Al_3.2
Upper Guyandotte River | 6000 | WV1016539 | 067 |  |  |  |  | -81.7769 | 37.6292 | DYNAMIC ENERGY, INC. | 1997-04-28 | 8.95 | 0 |  | 8.95 | 3 | 5.26 | 0.43 | 0.75 | 2 | 3.47 | Unimpaired - Delete | 3.2_Al | Surface | Tech | Surface_Tech_3.2_Al | Surface_Tech_3.2_Al | Fe_Tech_Al_3.2
Upper Guyandotte River | 2303 | WV1016539 | 068 | Big Cub Creek | WV-OGU-62 | Big Cub Creek | WVOG-96 | -81.7765 | 37.6303 | DYNAMIC ENERGY, INC. | 1997-04-28 | 1.66 | 0 |  | 1.66 | 3 | 5.26 | 0.43 | 0.75 | 2 | 3.47 | Unimpaired - Delete | 3.2_Al | Surface | Tech | Surface_Tech_3.2_Al | Surface_Tech_3.2_Al | Fe_Tech_Al_3.2
Upper Guyandotte River | 2303 | WV1016539 | 069 | Big Cub Creek | WV-OGU-62 | Big Cub Creek | WVOG-96 | -81.7754 | 37.6324 | DYNAMIC ENERGY, INC. | 1997-04-28 | 6.43 | 0 |  | 6.43 | 3 | 5.26 | 0.43 | 0.75 | 2 | 3.47 | Unimpaired - Delete | 3.2_Al | Surface | Tech | Surface_Tech_3.2_Al | Surface_Tech_3.2_Al | Fe_Tech_Al_3.2
Upper Guyandotte River | 2303 | WV1016539 | 070 | Big Cub Creek | WV-OGU-62 | Big Cub Creek | WVOG-96 | -81.773 | 37.6339 | DYNAMIC ENERGY, INC. | 1997-04-28 | 6.66 | 0 |  | 6.66 | 3 | 5.26 | 0.43 | 0.75 | 2 | 3.47 | Unimpaired - Delete | 3.2_Al | Surface | Tech | Surface_Tech_3.2_Al | Surface_Tech_3.2_Al | Fe_Tech_Al_3.2
Upper Guyandotte River | 2304 | WV1016539 | 071 | Big Cub Creek | WV-OGU-62-G | Road Branch | WVOG-96-B | -81.7651 | 37.6369 | DYNAMIC ENERGY, INC. | 1997-04-28 | 4.07 | 0 |  | 4.07 | 3 | 5.26 | 0.43 | 0.75 | 2 | 3.47 | Unimpaired - Delete | 3.2_Al | Surface | Tech | Surface_Tech_3.2_Al | Surface_Tech_3.2_Al | Fe_Tech_Al_3.2
Upper Guyandotte River | 2304 | WV1016539 | 072 | Big Cub Creek | WV-OGU-62-G | Road Branch | WVOG-96-B | -81.7638 | 37.6364 | DYNAMIC ENERGY, INC. | 1997-04-28 | 1.66 | 0 |  | 1.66 | 3 | 5.26 | 0.43 | 0.75 | 2 | 3.47 | Unimpaired - Delete | 3.2_Al | Surface | Tech | Surface_Tech_3.2_Al | Surface_Tech_3.2_Al | Fe_Tech_Al_3.2
Upper Guyandotte River | 2304 | WV1016539 | 073 | Big Cub Creek | WV-OGU-62-G | Road Branch | WVOG-96-B | -81.7622 | 37.6362 | DYNAMIC ENERGY, INC. | 1997-04-28 | 3.9 | 0 |  | 3.9 | 3 | 5.26 | 0.43 | 0.75 | 2 | 3.47 | Unimpaired - Delete | 3.2_Al | Surface | Tech | Surface_Tech_3.2_Al | Surface_Tech_3.2_Al | Fe_Tech_Al_3.2
Upper Guyandotte River | 2304 | WV1016539 | 074 | Big Cub Creek | WV-OGU-62-G | Road Branch | WVOG-96-B | -81.7598 | 37.6373 | DYNAMIC ENERGY, INC. | 1997-04-28 | 9.47 | 0 |  | 9.47 | 3 | 5.26 | 0.43 | 0.75 | 2 | 3.47 | Unimpaired - Delete | 3.2_Al | Surface | Tech | Surface_Tech_3.2_Al | Surface_Tech_3.2_Al | Fe_Tech_Al_3.2
Upper Guyandotte River | 2304 | WV1016539 | 075 | Big Cub Creek | WV-OGU-62-G | Road Branch | WVOG-96-B | -81.7585 | 37.6374 | DYNAMIC ENERGY, INC. | 1997-04-28 | 1.32 | 0 |  | 1.32 | 3 | 5.26 | 0.43 | 0.75 | 2 | 3.47 | Unimpaired - Delete | 3.2_Al | Surface | Tech | Surface_Tech_3.2_Al | Surface_Tech_3.2_Al | Fe_Tech_Al_3.2
Upper Guyandotte River | 2305 | WV1016539 | 076 | Big Cub Creek | WV-OGU-62-G-2 | UNT/Road Branch RM 1.13 | WVOG-96-B-2 | -81.7562 | 37.6366 | DYNAMIC ENERGY, INC. | 1997-04-28 | 4.48 | 0 |  | 4.48 | 3 | 5.26 | 0.43 | 0.75 | 2 | 3.47 | Unimpaired - Delete | 3.2_Al | Surface | Tech | Surface_Tech_3.2_Al | Surface_Tech_3.2_Al | Fe_Tech_Al_3.2
Upper Guyandotte River | 2304 | WV1016539 | 077 | Big Cub Creek | WV-OGU-62-G | Road Branch | WVOG-96-B | -81.7548 | 37.6468 | DYNAMIC ENERGY, INC. | 1997-04-28 | 2.7 | 0 |  | 2.7 | 3 | 5.26 | 0.43 | 0.75 | 2 | 3.47 | Unimpaired - Delete | 3.2_Al | Surface | Tech | Surface_Tech_3.2_Al | Surface_Tech_3.2_Al | Fe_Tech_Al_3.2
Upper Guyandotte River | 2304 | WV1016539 | 078 | Big Cub Creek | WV-OGU-62-G | Road Branch | WVOG-96-B | -81.7563 | 37.6474 | DYNAMIC ENERGY, INC. | 1997-04-28 | 5.05 | 0 |  | 5.05 | 3 | 5.26 | 0.43 | 0.75 | 2 | 3.47 | Unimpaired - Delete | 3.2_Al | Surface | Tech | Surface_Tech_3.2_Al | Surface_Tech_3.2_Al | Fe_Tech_Al_3.2
Upper Guyandotte River | 2304 | WV1016539 | 079 | Big Cub Creek | WV-OGU-62-G | Road Branch | WVOG-96-B | -81.7588 | 37.6473 | DYNAMIC ENERGY, INC. | 1997-04-28 | 2.93 | 0 |  | 2.93 | 3 | 5.26 | 0.43 | 0.75 | 2 | 3.47 | Unimpaired - Delete | 3.2_Al | Surface | Tech | Surface_Tech_3.2_Al | Surface_Tech_3.2_Al | Fe_Tech_Al_3.2
Upper Guyandotte River | 2304 | WV1016539 | 080 | Big Cub Creek | WV-OGU-62-G | Road Branch | WVOG-96-B | -81.761 | 37.6463 | DYNAMIC ENERGY, INC. | 1997-04-28 | 1.32 | 0 |  | 1.32 | 3 | 5.26 | 0.43 | 0.75 | 2 | 3.47 | Unimpaired - Delete | 3.2_Al | Surface | Tech | Surface_Tech_3.2_Al | Surface_Tech_3.2_Al | Fe_Tech_Al_3.2
Upper Guyandotte River | 2304 | WV1016539 | 081 | Big Cub Creek | WV-OGU-62-G | Road Branch | WVOG-96-B | -81.762 | 37.6456 | DYNAMIC ENERGY, INC. | 1997-04-28 | 1.26 | 0 |  | 1.26 | 3 | 5.26 | 0.43 | 0.75 | 2 | 3.47 | Unimpaired - Delete | 3.2_Al | Surface | Tech | Surface_Tech_3.2_Al | Surface_Tech_3.2_Al | Fe_Tech_Al_3.2
Upper Guyandotte River | 2304 | WV1016539 | 082 | Big Cub Creek | WV-OGU-62-G | Road Branch | WVOG-96-B | -81.7634 | 37.6455 | DYNAMIC ENERGY, INC. | 1997-04-28 | 2.87 | 0 |  | 2.87 | 3 | 5.26 | 0.43 | 0.75 | 2 | 3.47 | Unimpaired - Delete | 3.2_Al | Surface | Tech | Surface_Tech_3.2_Al | Surface_Tech_3.2_Al | Fe_Tech_Al_3.2
Upper Guyandotte River | 2311 | WV1016539 | 083 | Big Cub Creek | WV-OGU-62 | Big Cub Creek | WVOG-96 | -81.7626 | 37.6462 | DYNAMIC ENERGY, INC. | 1997-04-28 | 2.47 | 0 |  | 2.47 | 3 | 5.26 | 0.43 | 0.75 | 2 | 3.47 | Unimpaired - Delete | 3.2_Al | Surface | Tech | Surface_Tech_3.2_Al | Surface_Tech_3.2_Al | Fe_Tech_Al_3.2
Upper Guyandotte River | 2311 | WV1016539 | 084 | Big Cub Creek | WV-OGU-62 | Big Cub Creek | WVOG-96 | -81.759 | 37.6481 | DYNAMIC ENERGY, INC. | 1997-04-28 | 28.83 | 0 |  | 28.83 | 3 | 5.26 | 0.43 | 0.75 | 2 | 3.47 | Unimpaired - Delete | 3.2_Al | Surface | Tech | Surface_Tech_3.2_Al | Surface_Tech_3.2_Al | Fe_Tech_Al_3.2
Upper Guyandotte River | 2311 | WV1016539 | 085 | Big Cub Creek | WV-OGU-62 | Big Cub Creek | WVOG-96 | -81.7583 | 37.6489 | DYNAMIC ENERGY, INC. | 1997-04-28 | 2.75 | 0 |  | 2.75 | 3 | 5.26 | 0.43 | 0.75 | 2 | 3.47 | Unimpaired - Delete | 3.2_Al | Surface | Tech | Surface_Tech_3.2_Al | Surface_Tech_3.2_Al | Fe_Tech_Al_3.2
Upper Guyandotte River | 2311 | WV1016539 | 086 | Big Cub Creek | WV-OGU-62 | Big Cub Creek | WVOG-96 | -81.757 | 37.6491 | DYNAMIC ENERGY, INC. | 1997-04-28 | 4.82 | 0 |  | 4.82 | 3 | 5.26 | 0.43 | 0.75 | 2 | 3.47 | Unimpaired - Delete | 3.2_Al | Surface | Tech | Surface_Tech_3.2_Al | Surface_Tech_3.2_Al | Fe_Tech_Al_3.2
Upper Guyandotte River | 2311 | WV1016539 | 087 | Big Cub Creek | WV-OGU-62 | Big Cub Creek | WVOG-96 | -81.7549 | 37.6487 | DYNAMIC ENERGY, INC. | 1997-04-28 | 5.05 | 0 |  | 5.05 | 3 | 5.26 | 0.43 | 0.75 | 2 | 3.47 | Unimpaired - Delete | 3.2_Al | Surface | Tech | Surface_Tech_3.2_Al | Surface_Tech_3.2_Al | Fe_Tech_Al_3.2
Upper Guyandotte River | 2311 | WV1016539 | 088 | Big Cub Creek | WV-OGU-62 | Big Cub Creek | WVOG-96 | -81.753 | 37.6474 | DYNAMIC ENERGY, INC. | 1997-04-28 | 5.05 | 0 |  | 5.05 | 3 | 5.26 | 0.43 | 0.75 | 2 | 3.47 | Unimpaired - Delete | 3.2_Al | Surface | Tech | Surface_Tech_3.2_Al | Surface_Tech_3.2_Al | Fe_Tech_Al_3.2
Upper Guyandotte River | 2311 | WV1016539 | 089 | Big Cub Creek | WV-OGU-62 | Big Cub Creek | WVOG-96 | -81.7516 | 37.6478 | DYNAMIC ENERGY, INC. | 1997-04-28 | 4.88 | 0 |  | 4.88 | 3 | 5.26 | 0.43 | 0.75 | 2 | 3.47 | Unimpaired - Delete | 3.2_Al | Surface | Tech | Surface_Tech_3.2_Al | Surface_Tech_3.2_Al | Fe_Tech_Al_3.2
Upper Guyandotte River | 2311 | WV1016539 | 090 | Big Cub Creek | WV-OGU-62 | Big Cub Creek | WVOG-96 | -81.7506 | 37.6483 | DYNAMIC ENERGY, INC. | 1997-04-28 | 1.89 | 0 |  | 1.89 | 3 | 5.26 | 0.43 | 0.75 | 2 | 3.47 | Unimpaired - Delete | 3.2_Al | Surface | Tech | Surface_Tech_3.2_Al | Surface_Tech_3.2_Al | Fe_Tech_Al_3.2
Upper Guyandotte River | 2311 | WV1016539 | 091 | Big Cub Creek | WV-OGU-62 | Big Cub Creek | WVOG-96 | -81.7484 | 37.6484 | DYNAMIC ENERGY, INC. | 1997-04-28 | 1.15 | 0 |  | 1.15 | 3 | 5.26 | 0.43 | 0.75 | 2 | 3.47 | Unimpaired - Delete | 3.2_Al | Surface | Tech | Surface_Tech_3.2_Al | Surface_Tech_3.2_Al | Fe_Tech_Al_3.2
Upper Guyandotte River | 2311 | WV1016539 | 092 | Big Cub Creek | WV-OGU-62 | Big Cub Creek | WVOG-96 | -81.7464 | 37.6489 | DYNAMIC ENERGY, INC. | 1997-04-28 | 1.15 | 0 |  | 1.15 | 3 | 5.26 | 0.43 | 0.75 | 2 | 3.47 | Unimpaired - Delete | 3.2_Al | Surface | Tech | Surface_Tech_3.2_Al | Surface_Tech_3.2_Al | Fe_Tech_Al_3.2
Upper Guyandotte River | 2311 | WV1016539 | 093 | Big Cub Creek | WV-OGU-62 | Big Cub Creek | WVOG-96 | -81.7445 | 37.6496 | DYNAMIC ENERGY, INC. | 1997-04-28 | 3.1 | 0 |  | 3.1 | 3 | 5.26 | 0.43 | 0.75 | 2 | 3.47 | Unimpaired - Delete | 3.2_Al | Surface | Tech | Surface_Tech_3.2_Al | Surface_Tech_3.2_Al | Fe_Tech_Al_3.2
Upper Guyandotte River | 2311 | WV1016539 | 094 | Big Cub Creek | WV-OGU-62 | Big Cub Creek | WVOG-96 | -81.7437 | 37.6482 | DYNAMIC ENERGY, INC. | 1997-04-28 | 3.27 | 0 |  | 3.27 | 3 | 5.26 | 0.43 | 0.75 | 2 | 3.47 | Unimpaired - Delete | 3.2_Al | Surface | Tech | Surface_Tech_3.2_Al | Surface_Tech_3.2_Al | Fe_Tech_Al_3.2
Upper Guyandotte River | 2311 | WV1016539 | 095 | Big Cub Creek | WV-OGU-62 | Big Cub Creek | WVOG-96 | -81.7416 | 37.6472 | DYNAMIC ENERGY, INC. | 1997-04-28 | 3.85 | 0 |  | 3.85 | 3 | 5.26 | 0.43 | 0.75 | 2 | 3.47 | Unimpaired - Delete | 3.2_Al | Surface | Tech | Surface_Tech_3.2_Al | Surface_Tech_3.2_Al | Fe_Tech_Al_3.2
Upper Guyandotte River | 2311 | WV1016539 | 096 | Big Cub Creek | WV-OGU-62 | Big Cub Creek | WVOG-96 | -81.7405 | 37.6478 | DYNAMIC ENERGY, INC. | 1997-04-28 | 5.17 | 0 |  | 5.17 | 3 | 5.26 | 0.43 | 0.75 | 2 | 3.47 | Unimpaired - Delete | 3.2_Al | Surface | Tech | Surface_Tech_3.2_Al | Surface_Tech_3.2_Al | Fe_Tech_Al_3.2
Upper Guyandotte River | 2311 | WV1016539 | 097 | Big Cub Creek | WV-OGU-62 | Big Cub Creek | WVOG-96 | -81.7396 | 37.6487 | DYNAMIC ENERGY, INC. | 1997-04-28 | 1.32 | 0 |  | 1.32 | 3 | 5.26 | 0.43 | 0.75 | 2 | 3.47 | Unimpaired - Delete | 3.2_Al | Surface | Tech | Surface_Tech_3.2_Al | Surface_Tech_3.2_Al | Fe_Tech_Al_3.2
Upper Guyandotte River | 2311 | WV1016539 | 098 | Big Cub Creek | WV-OGU-62 | Big Cub Creek | WVOG-96 | -81.7396 | 37.6495 | DYNAMIC ENERGY, INC. | 1997-04-28 | 12.22 | 0 |  | 12.22 | 3 | 5.26 | 0.43 | 0.75 | 2 | 3.47 | Unimpaired - Delete | 3.2_Al | Surface | Tech | Surface_Tech_3.2_Al | Surface_Tech_3.2_Al | Fe_Tech_Al_3.2
Upper Guyandotte River | 2311 | WV1016539 | 099 | Big Cub Creek | WV-OGU-62 | Big Cub Creek | WVOG-96 | -81.7384 | 37.6511 | DYNAMIC ENERGY, INC. | 1997-04-28 | 8.61 | 0 |  | 8.61 | 3 | 5.26 | 0.43 | 0.75 | 2 | 3.47 | Unimpaired - Delete | 3.2_Al | Surface | Tech | Surface_Tech_3.2_Al | Surface_Tech_3.2_Al | Fe_Tech_Al_3.2
Upper Guyandotte River | 2311 | WV1016539 | 100 | Big Cub Creek | WV-OGU-62 | Big Cub Creek | WVOG-96 | -81.7365 | 37.6514 | DYNAMIC ENERGY, INC. | 1997-04-28 | 11.13 | 0 |  | 11.13 | 3 | 5.26 | 0.43 | 0.75 | 2 | 3.47 | Unimpaired - Delete | 3.2_Al | Surface | Tech | Surface_Tech_3.2_Al | Surface_Tech_3.2_Al | Fe_Tech_Al_3.2
Upper Guyandotte River | 2311 | WV1016539 | 101 | Big Cub Creek | WV-OGU-62 | Big Cub Creek | WVOG-96 | -81.7353 | 37.6504 | DYNAMIC ENERGY, INC. | 1997-04-28 | 2.24 | 0 |  | 2.24 | 3 | 5.26 | 0.43 | 0.75 | 2 | 3.47 | Unimpaired - Delete | 3.2_Al | Surface | Tech | Surface_Tech_3.2_Al | Surface_Tech_3.2_Al | Fe_Tech_Al_3.2
Upper Guyandotte River | 2311 | WV1016539 | 102 | Big Cub Creek | WV-OGU-62 | Big Cub Creek | WVOG-96 | -81.7341 | 37.6511 | DYNAMIC ENERGY, INC. | 1997-04-28 | 3.9 | 0 |  | 3.9 | 3 | 5.26 | 0.43 | 0.75 | 2 | 3.47 | Unimpaired - Delete | 3.2_Al | Surface | Tech | Surface_Tech_3.2_Al | Surface_Tech_3.2_Al | Fe_Tech_Al_3.2
Upper Guyandotte River | 2311 | WV1016539 | 103 | Big Cub Creek | WV-OGU-62 | Big Cub Creek | WVOG-96 | -81.7333 | 37.6524 | DYNAMIC ENERGY, INC. | 1997-04-28 | 2.47 | 0 |  | 2.47 | 3 | 5.26 | 0.43 | 0.75 | 2 | 3.47 | Unimpaired - Delete | 3.2_Al | Surface | Tech | Surface_Tech_3.2_Al | Surface_Tech_3.2_Al | Fe_Tech_Al_3.2
Upper Guyandotte River | 2311 | WV1016539 | 104 | Big Cub Creek | WV-OGU-62 | Big Cub Creek | WVOG-96 | -81.7327 | 37.6542 | DYNAMIC ENERGY, INC. | 1997-04-28 | 3.27 | 0 |  | 3.27 | 3 | 5.26 | 0.43 | 0.75 | 2 | 3.47 | Unimpaired - Delete | 3.2_Al | Surface | Tech | Surface_Tech_3.2_Al | Surface_Tech_3.2_Al | Fe_Tech_Al_3.2
Upper Guyandotte River | 2311 | WV1016539 | 105 | Big Cub Creek | WV-OGU-62 | Big Cub Creek | WVOG-96 | -81.7344 | 37.6563 | DYNAMIC ENERGY, INC. | 1997-04-28 | 2.75 | 0 |  | 2.75 | 3 | 5.26 | 0.43 | 0.75 | 2 | 3.47 | Unimpaired - Delete | 3.2_Al | Surface | Tech | Surface_Tech_3.2_Al | Surface_Tech_3.2_Al | Fe_Tech_Al_3.2
Upper Guyandotte River | 2312 | WV1016539 | 106 | Big Cub Creek | WV-OGU-62-O | Toler Hollow | WVOG-96-F | -81.731 | 37.6554 | DYNAMIC ENERGY, INC. | 1997-04-28 | 1.26 | 0 |  | 1.26 | 3 | 5.26 | 0.43 | 0.75 | 2 | 3.47 | Unimpaired - Delete | 3.2_Al | Surface | Tech | Surface_Tech_3.2_Al | Surface_Tech_3.2_Al | Fe_Tech_Al_3.2
Upper Guyandotte River | 2312 | WV1016539 | 107 | Big Cub Creek | WV-OGU-62-O | Toler Hollow | WVOG-96-F | -81.7263 | 37.6575 | DYNAMIC ENERGY, INC. | 1997-04-28 | 63 | 124.9 |  | 187.9 | 1.42 | 2.46 | 0.43 | 0.75 | 2 | 3.47 | Unimpaired - Delete | 3.2_Al | Surface | WQ | Surface_WQ_3.2_Al | Surface_WQ_3.2_Al | Fe_WQ_Al_3.2
Upper Guyandotte River | 2305 | WV1016539 | 108 | Big Cub Creek | WV-OGU-62-G-2 | UNT/Road Branch RM 1.13 | WVOG-96-B-2 | -81.7536 | 37.6397 | DYNAMIC ENERGY, INC. | 1997-04-28 | 42.6 | 76 |  | 118.6 | 1.42 | 2.46 | 0.43 | 0.75 | 2 | 3.47 | Unimpaired - Delete | 3.2_Al | Surface | WQ | Surface_WQ_3.2_Al | Surface_WQ_3.2_Al | Fe_WQ_Al_3.2
Upper Guyandotte River | 2306 | WV1016539 | 109 | Big Cub Creek | WV-OGU-62-G | Road Branch | WVOG-96-B | -81.7534 | 37.6415 | DYNAMIC ENERGY, INC. | 1997-04-28 | 70.26 | 60.05 |  | 130.31 | 1.42 | 2.46 | 0.43 | 0.75 | 2 | 3.47 | Unimpaired - Delete | 3.2_Al | Surface | WQ | Surface_WQ_3.2_Al | Surface_WQ_3.2_Al | Fe_WQ_Al_3.2
Upper Guyandotte River | 2303 | WV1016539 | 110 | Big Cub Creek | WV-OGU-62 | Big Cub Creek | WVOG-96 | -81.7717 | 37.6392 | DYNAMIC ENERGY, INC. | 1997-04-28 | 27.6 | 50.4 |  | 78 | 1.42 | 2.46 | 0.43 | 0.75 | 2 | 3.47 | Unimpaired - Delete | 3.2_Al | Surface | WQ | Surface_WQ_3.2_Al | Surface_WQ_3.2_Al | Fe_WQ_Al_3.2
Upper Guyandotte River | 6000 | WV1016539 | 111 |  |  |  |  | -81.7816 | 37.6196 | DYNAMIC ENERGY, INC. | 1997-04-28 | 20.8 | 50.3 |  | 71.1 | 1.42 | 2.46 | 0.43 | 0.75 | 2 | 3.47 | Unimpaired - Delete | 3.2_Al | Surface | WQ | Surface_WQ_3.2_Al | Surface_WQ_3.2_Al | Fe_WQ_Al_3.2
Upper Guyandotte River | 2401 | WV1016539 | 112 | Long Branch | WV-OGU-65 | Long Branch | WVOG-97 | -81.7616 | 37.6306 | DYNAMIC ENERGY, INC. | 1997-04-28 | 24.8 | 49 |  | 73.8 | 1.42 | 2.46 | 0.43 | 0.75 | 2 | 3.47 | Unimpaired - Delete | 3.2_Al | Surface | WQ | Surface_WQ_3.2_Al | Surface_WQ_3.2_Al | Fe_WQ_Al_3.2
Upper Guyandotte River | 2401 | WV1016539 | 113 | Long Branch | WV-OGU-65 | Long Branch | WVOG-97 | -81.7606 | 37.6312 | DYNAMIC ENERGY, INC. | 1997-04-28 | 30.9 | 42.5 |  | 73.4 | 1.42 | 2.46 | 0.43 | 0.75 | 2 | 3.47 | Unimpaired - Delete | 3.2_Al | Surface | WQ | Surface_WQ_3.2_Al | Surface_WQ_3.2_Al | Fe_WQ_Al_3.2
Upper Guyandotte River | 2315 | WV1016539 | 114 | Big Cub Creek | WV-OGU-62 | Big Cub Creek | WVOG-96 | -81.7287 | 37.6725 | DYNAMIC ENERGY, INC. | 2004-07-08 | 1.68 | 0 |  | 1.68 | 3 | 5.26 | 0.43 | 0.75 | 2 | 3.47 | Unimpaired - Delete | 3.2_Al | Surface | Tech | Surface_Tech_3.2_Al | Surface_Tech_3.2_Al | Fe_Tech_Al_3.2
Upper Guyandotte River | 2315 | WV1016539 | 115 | Big Cub Creek | WV-OGU-62 | Big Cub Creek | WVOG-96 | -81.7295 | 37.6727 | DYNAMIC ENERGY, INC. | 2004-07-08 | 5.62 | 0 |  | 5.62 | 3 | 5.26 | 0.43 | 0.75 | 2 | 3.47 | Unimpaired - Delete | 3.2_Al | Surface | Tech | Surface_Tech_3.2_Al | Surface_Tech_3.2_Al | Fe_Tech_Al_3.2
Upper Guyandotte River | 2313 | WV1016539 | 116 | Big Cub Creek | WV-OGU-62 | Big Cub Creek | WVOG-96 | -81.7318 | 37.6674 | DYNAMIC ENERGY, INC. | 2004-07-08 | 6.38 | 0 |  | 6.38 | 3 | 5.26 | 0.43 | 0.75 | 2 | 3.47 | Unimpaired - Delete | 3.2_Al | Surface | Tech | Surface_Tech_3.2_Al | Surface_Tech_3.2_Al | Fe_Tech_Al_3.2
Upper Guyandotte River | 2314 | WV1016539 | 117 | Big Cub Creek | WV-OGU-62-S | McDonald Fork | WVOG-96-H | -81.7282 | 37.6697 | DYNAMIC ENERGY, INC. | 2004-07-27 | 476.69 | 81.31 |  | 558 | 3 | 5.26 | 0.43 | 0.75 | 2 | 3.47 | Unimpaired - Delete | 3.2_Al | Surface | Tech | Surface_Tech_3.2_Al | Surface_Tech_3.2_Al | Fe_Tech_Al_3.2
Upper Guyandotte River | 2314 | WV1016539 | 118 | Big Cub Creek | WV-OGU-62-S | McDonald Fork | WVOG-96-H | -81.7222 | 37.6695 | DYNAMIC ENERGY, INC. | 2004-07-27 | 51.4 | 0 |  | 51.4 | 1.42 | 2.46 | 0.43 | 0.75 | 2 | 3.47 | Unimpaired - Delete | 3.2_Al | Surface | WQ | Surface_WQ_3.2_Al | Surface_WQ_3.2_Al | Fe_WQ_Al_3.2
Upper Guyandotte River | 2314 | WV1016539 | 119 | Big Cub Creek | WV-OGU-62-S | McDonald Fork | WVOG-96-H | -81.7227 | 37.6693 | DYNAMIC ENERGY, INC. | 2004-07-27 | 1.79 | 0 |  | 1.79 | 3 | 5.26 | 0.43 | 0.75 | 2 | 3.47 | Unimpaired - Delete | 3.2_Al | Surface | Tech | Surface_Tech_3.2_Al | Surface_Tech_3.2_Al | Fe_Tech_Al_3.2
Upper Guyandotte River | 2314 | WV1016539 | 120 | Big Cub Creek | WV-OGU-62-S | McDonald Fork | WVOG-96-H | -81.7245 | 37.6697 | DYNAMIC ENERGY, INC. | 2004-07-27 | 0.41 | 0 |  | 0.41 | 3 | 5.26 | 0.43 | 0.75 | 2 | 3.47 | Unimpaired - Delete | 3.2_Al | Surface | Tech | Surface_Tech_3.2_Al | Surface_Tech_3.2_Al | Fe_Tech_Al_3.2
Upper Guyandotte River | 2314 | WV1016539 | 121 | Big Cub Creek | WV-OGU-62-S | McDonald Fork | WVOG-96-H | -81.7229 | 37.6695 | DYNAMIC ENERGY, INC. | 2004-07-27 | 0.23 | 0 |  | 0.23 | 3 | 5.26 | 0.43 | 0.75 | 2 | 3.47 | Unimpaired - Delete | 3.2_Al | Surface | Tech | Surface_Tech_3.2_Al | Surface_Tech_3.2_Al | Fe_Tech_Al_3.2
Upper Guyandotte River | 2401 | WV1016539 | 124 | Long Branch | WV-OGU-65 | Long Branch | WVOG-97 | -81.7743 | 37.6233 | DYNAMIC ENERGY, INC. | 2012-03-14 | 3.15 | 0 |  | 3.15 | 1.42 | 2.46 | 1.51 | 2.62 | 2 | 3.47 | Unimpaired - Delete | 3.2_Al | Surface | WQ | Surface_WQ_3.2_Al | Surface_WQ_3.2_Al | Fe_WQ_Al_3.2
Upper Guyandotte River | 2401 | WV1016539 | 125 | Long Branch | WV-OGU-65 | Long Branch | WVOG-97 | -81.7743 | 37.6223 | DYNAMIC ENERGY, INC. | 2012-03-14 | 4.59 | 0 |  | 4.59 | 1.42 | 2.46 | 1.51 | 2.62 | 2 | 3.47 | Unimpaired - Delete | 3.2_Al | Surface | WQ | Surface_WQ_3.2_Al | Surface_WQ_3.2_Al | Fe_WQ_Al_3.2
Upper Guyandotte River | 2401 | WV1016539 | 126 | Long Branch | WV-OGU-65 | Long Branch | WVOG-97 | -81.7732 | 37.6209 | DYNAMIC ENERGY, INC. | 2012-03-14 | 2.78 | 0 |  | 2.78 | 1.42 | 2.46 | 1.51 | 2.62 | 2 | 3.47 | Unimpaired - Delete | 3.2_Al | Surface | WQ | Surface_WQ_3.2_Al | Surface_WQ_3.2_Al | Fe_WQ_Al_3.2
Upper Guyandotte River | 2401 | WV1016539 | 127 | Long Branch | WV-OGU-65 | Long Branch | WVOG-97 | -81.7739 | 37.6195 | DYNAMIC ENERGY, INC. | 2012-03-14 | 2.26 | 0 |  | 2.26 | 1.42 | 2.46 | 3 | 6 | 2 | 3.47 | Unimpaired - Delete | 3.2_Al | Surface | WQ | Surface_WQ_3.2_Al | Surface_WQ_3.2_Al | Fe_WQ_Al_3.2
Upper Guyandotte River | 2401 | WV1016539 | 128 | Long Branch | WV-OGU-65 | Long Branch | WVOG-97 | -81.7752 | 37.6187 | DYNAMIC ENERGY, INC. | 2012-03-14 | 5.02 | 0 |  | 5.02 | 1.42 | 2.46 | 3 | 6 | 2 | 3.47 | Unimpaired - Delete | 3.2_Al | Surface | WQ | Surface_WQ_3.2_Al | Surface_WQ_3.2_Al | Fe_WQ_Al_3.2
Upper Guyandotte River | 2401 | WV1016539 | 129 | Long Branch | WV-OGU-65 | Long Branch | WVOG-97 | -81.7774 | 37.6168 | DYNAMIC ENERGY, INC. | 2012-03-14 | 2.78 | 0 |  | 2.78 | 1.42 | 2.46 | 3 | 6 | 2 | 3.47 | Unimpaired - Delete | 3.2_Al | Surface | WQ | Surface_WQ_3.2_Al | Surface_WQ_3.2_Al | Fe_WQ_Al_3.2
Upper Guyandotte River | 6000 | WV1016539 | 130 |  |  |  |  | -81.7788 | 37.6154 | DYNAMIC ENERGY, INC. | 2012-03-14 | 2.11 | 0 |  | 2.11 | 1.42 | 2.46 | 0.43 | 0.75 | 2 | 3.47 | Unimpaired - Delete | 3.2_Al | Surface | WQ | Surface_WQ_3.2_Al | Surface_WQ_3.2_Al | Fe_WQ_Al_3.2
Upper Guyandotte River | 6000 | WV1016539 | 131 |  |  |  |  | -81.7805 | 37.6143 | DYNAMIC ENERGY, INC. | 2012-03-14 | 1.28 | 0 |  | 1.28 | 1.42 | 2.46 | 0.43 | 0.75 | 2 | 3.47 | Unimpaired - Delete | 3.2_Al | Surface | WQ | Surface_WQ_3.2_Al | Surface_WQ_3.2_Al | Fe_WQ_Al_3.2
Upper Guyandotte River | 6000 | WV1016539 | 132 |  |  |  |  | -81.7817 | 37.6152 | DYNAMIC ENERGY, INC. | 2012-03-14 | 1.2 | 0 |  | 1.2 | 1.42 | 2.46 | 0.43 | 0.75 | 2 | 3.47 | Unimpaired - Delete | 3.2_Al | Surface | WQ | Surface_WQ_3.2_Al | Surface_WQ_3.2_Al | Fe_WQ_Al_3.2
Upper Guyandotte River | 6000 | WV1016539 | 133 |  |  |  |  | -81.7797 | 37.6158 | DYNAMIC ENERGY, INC. | 2012-03-14 | 2.74 | 0 |  | 2.74 | 1.42 | 2.46 | 0.43 | 0.75 | 2 | 3.47 | Unimpaired - Delete | 3.2_Al | Surface | WQ | Surface_WQ_3.2_Al | Surface_WQ_3.2_Al | Fe_WQ_Al_3.2
Upper Guyandotte River | 2602 | WV1016539 | 134 | Reedy Branch | WV-OGU-68 | Reedy Branch | WVOG-99 | -81.7282 | 37.6451 | DYNAMIC ENERGY, INC. | 2012-05-18 | 16.25 | 0 |  | 16.25 | 1.42 | 2.46 | 0.43 | 0.75 | 2 | 3.47 | Unimpaired - Delete | 3.2_Al | Surface | WQ | Surface_WQ_3.2_Al | Surface_WQ_3.2_Al | Fe_WQ_Al_3.2
Upper Guyandotte River | 6000 | WV1016539 | 135 |  |  |  |  | -81.7768 | 37.6276 | DYNAMIC ENERGY, INC. | 2014-12-23 | 3.4 | 0 |  | 3.4 | 3 | 5.26 | 0.43 | 0.75 | 2 | 3.47 | Unimpaired - Delete | 3.2_Al | Surface | Tech | Surface_Tech_3.2_Al | Surface_Tech_3.2_Al | Fe_Tech_Al_3.2
Upper Guyandotte River | 6000 | WV1016539 | 136 |  |  |  |  | -81.7784 | 37.6246 | DYNAMIC ENERGY, INC. | 2014-12-23 | 8.5 | 0 |  | 8.5 | 3 | 5.26 | 0.43 | 0.75 | 2 | 3.47 | Unimpaired - Delete | 3.2_Al | Surface | Tech | Surface_Tech_3.2_Al | Surface_Tech_3.2_Al | Fe_Tech_Al_3.2
Upper Guyandotte River | 6000 | WV1016539 | 137 |  |  |  |  | -81.7752 | 37.6216 | DYNAMIC ENERGY, INC. | 2014-12-23 | 1.6 | 0 |  | 1.6 | 1.42 | 2.46 | 0.43 | 0.75 | 2 | 3.47 | Unimpaired - Delete | 3.2_Al | Surface | WQ | Surface_WQ_3.2_Al | Surface_WQ_3.2_Al | Fe_WQ_Al_3.2
Upper Guyandotte River | 6000 | WV1016539 | 138 |  |  |  |  | -81.7751 | 37.6198 | DYNAMIC ENERGY, INC. | 2014-12-23 | 1.4 | 0 |  | 1.4 | 1.42 | 2.46 | 0.43 | 0.75 | 2 | 3.47 | Unimpaired - Delete | 3.2_Al | Surface | WQ | Surface_WQ_3.2_Al | Surface_WQ_3.2_Al | Fe_WQ_Al_3.2
Upper Guyandotte River | 6000 | WV1016539 | 139 |  |  |  |  | -81.7762 | 37.6187 | DYNAMIC ENERGY, INC. | 2014-12-23 | 1.9 | 0 |  | 1.9 | 1.42 | 2.46 | 0.43 | 0.75 | 2 | 3.47 | Unimpaired - Delete | 3.2_Al | Surface | WQ | Surface_WQ_3.2_Al | Surface_WQ_3.2_Al | Fe_WQ_Al_3.2
Upper Guyandotte River | 2081 | WV1016750 | 016 | Buffalo Creek | WV-OGU-27-U | Toney Fork | WVOG-75-J | -81.7009 | 37.8125 | GREENBRIER MINERALS, LLC | 2004-01-22 | 9.62 | 0 |  | 9.62 | 1.9 | 3.29 | 3 | 6 | 1 | 1.73 | Unimpaired - Delete | 3.2_Al | Surface | Tech | Surface_Tech_3.2_Al | Surface_Tech_3.2_Al | Fe_Tech_Al_3.2
Upper Guyandotte River | 2081 | WV1016750 | 040 | Buffalo Creek | WV-OGU-27-U | Toney Fork | WVOG-75-J | -81.6968 | 37.8143 | GREENBRIER MINERALS, LLC | 2004-01-22 | 42.91 | 142.31 |  | 185.22 | 1.9 | 3.29 | 3 | 6 | 1 | 1.73 | Unimpaired - Delete | 3.2_Al | Surface | Tech | Surface_Tech_3.2_Al | Surface_Tech_3.2_Al | Fe_Tech_Al_3.2
Upper Guyandotte River | 2076 | WV1016750 | 003 | Buffalo Creek | WV-OGU-27 | Buffalo Creek | WVOG-75 | -81.736 | 37.8085 | GREENBRIER MINERALS, LLC | 2004-01-22 | 167.37 | 5.64 |  | 173.01 | 1.42 | 2.46 | 3 | 6 | 2 | 3.47 | Unimpaired - Delete | 3.2_Al | Surface | WQ | Surface_WQ_3.2_Al | Surface_WQ_3.2_Al | Fe_WQ_Al_3.2
Upper Guyandotte River | 2080 | WV1016750 | 017 | Buffalo Creek | WV-OGU-27 | Buffalo Creek | WVOG-75 | -81.7032 | 37.8141 | GREENBRIER MINERALS, LLC | 2004-01-22 | 9.15 | 0 |  | 9.15 | 2.12 | 3.68 | 2.54 | 4.44 | 1 | 1.73 | Unimpaired - Delete | 3.2_Al | Surface | Tech | Surface_Tech_3.2_Al | Surface_Tech_3.2_Al | Fe_Tech_Al_3.2
Upper Guyandotte River | 2080 | WV1016750 | 018 | Buffalo Creek | WV-OGU-27 | Buffalo Creek | WVOG-75 | -81.7046 | 37.8141 | GREENBRIER MINERALS, LLC | 2004-01-22 | 15.01 | 0 |  | 15.01 | 2.12 | 3.68 | 2.54 | 4.44 | 1 | 1.73 | Unimpaired - Delete | 3.2_Al | Surface | Tech | Surface_Tech_3.2_Al | Surface_Tech_3.2_Al | Fe_Tech_Al_3.2
Upper Guyandotte River | 2080 | WV1016750 | 019 | Buffalo Creek | WV-OGU-27 | Buffalo Creek | WVOG-75 | -81.7078 | 37.8115 | GREENBRIER MINERALS, LLC | 2004-01-22 | 11.6 | 0 |  | 11.6 | 2.12 | 3.68 | 2.54 | 4.44 | 1 | 1.73 | Unimpaired - Delete | 3.2_Al | Surface | Tech | Surface_Tech_3.2_Al | Surface_Tech_3.2_Al | Fe_Tech_Al_3.2
Upper Guyandotte River | 2080 | WV1016750 | 020 | Buffalo Creek | WV-OGU-27 | Buffalo Creek | WVOG-75 | -81.7104 | 37.8114 | GREENBRIER MINERALS, LLC | 2004-01-22 | 31.4 | 0 |  | 31.4 | 2.12 | 3.68 | 2.54 | 4.44 | 1 | 1.73 | Unimpaired - Delete | 3.2_Al | Surface | Tech | Surface_Tech_3.2_Al | Surface_Tech_3.2_Al | Fe_Tech_Al_3.2
Upper Guyandotte River | 2080 | WV1016750 | 021 | Buffalo Creek | WV-OGU-27 | Buffalo Creek | WVOG-75 | -81.7127 | 37.8098 | GREENBRIER MINERALS, LLC | 2004-01-22 | 3.2 | 0 |  | 3.2 | 2.12 | 3.68 | 2.54 | 4.44 | 1 | 1.73 | Unimpaired - Delete | 3.2_Al | Surface | Tech | Surface_Tech_3.2_Al | Surface_Tech_3.2_Al | Fe_Tech_Al_3.2
Upper Guyandotte River | 2078 | WV1016750 | 022 | Buffalo Creek | WV-OGU-27 | Buffalo Creek | WVOG-75 | -81.716 | 37.8086 | GREENBRIER MINERALS, LLC | 2004-01-22 | 23.2 | 0 |  | 23.2 | 2.12 | 3.68 | 1.51 | 2.62 | 2 | 3.47 | Unimpaired - Delete | 3.2_Al | Surface | Tech | Surface_Tech_3.2_Al | Surface_Tech_3.2_Al | Fe_Tech_Al_3.2
Upper Guyandotte River | 2078 | WV1016750 | 023 | Buffalo Creek | WV-OGU-27 | Buffalo Creek | WVOG-75 | -81.7181 | 37.8062 | GREENBRIER MINERALS, LLC | 2004-01-22 | 7 | 0 |  | 7 | 2.12 | 3.68 | 1.51 | 2.62 | 2 | 3.47 | Unimpaired - Delete | 3.2_Al | Surface | Tech | Surface_Tech_3.2_Al | Surface_Tech_3.2_Al | Fe_Tech_Al_3.2
Upper Guyandotte River | 2078 | WV1016750 | 024 | Buffalo Creek | WV-OGU-27 | Buffalo Creek | WVOG-75 | -81.7215 | 37.8051 | GREENBRIER MINERALS, LLC | 2004-01-22 | 3.91 | 0 |  | 3.91 | 2.12 | 3.68 | 1.51 | 2.62 | 2 | 3.47 | Unimpaired - Delete | 3.2_Al | Surface | Tech | Surface_Tech_3.2_Al | Surface_Tech_3.2_Al | Fe_Tech_Al_3.2
Upper Guyandotte River | 2076 | WV1016750 | 025 | Buffalo Creek | WV-OGU-27 | Buffalo Creek | WVOG-75 | -81.7206 | 37.8082 | GREENBRIER MINERALS, LLC | 2004-01-22 | 31.27 | 0 |  | 31.27 | 2.12 | 3.68 | 1.28 | 2.24 | 2 | 3.47 | Unimpaired - Delete | 3.2_Al | Surface | Tech | Surface_Tech_3.2_Al | Surface_Tech_3.2_Al | Fe_Tech_Al_3.2
Upper Guyandotte River | 2076 | WV1016750 | 026 | Buffalo Creek | WV-OGU-27 | Buffalo Creek | WVOG-75 | -81.7209 | 37.8089 | GREENBRIER MINERALS, LLC | 2004-01-22 | 11.53 | 0 |  | 11.53 | 2.12 | 3.68 | 1.28 | 2.24 | 2 | 3.47 | Unimpaired - Delete | 3.2_Al | Surface | Tech | Surface_Tech_3.2_Al | Surface_Tech_3.2_Al | Fe_Tech_Al_3.2
Upper Guyandotte River | 2076 | WV1016750 | 027 | Buffalo Creek | WV-OGU-27 | Buffalo Creek | WVOG-75 | -81.7317 | 37.8066 | GREENBRIER MINERALS, LLC | 2004-01-22 | 3.5 | 0 |  | 3.5 | 2.12 | 3.68 | 1.28 | 2.24 | 2 | 3.47 | Unimpaired - Delete | 3.2_Al | Surface | Tech | Surface_Tech_3.2_Al | Surface_Tech_3.2_Al | Fe_Tech_Al_3.2
Upper Guyandotte River | 2076 | WV1016750 | 030 | Buffalo Creek | WV-OGU-27 | Buffalo Creek | WVOG-75 | -81.7392 | 37.8097 | GREENBRIER MINERALS, LLC | 2004-01-22 | 21.97 | 0 |  | 21.97 | 2.12 | 3.68 | 1.28 | 2.24 | 2 | 3.47 | Unimpaired - Delete | 3.2_Al | Surface | Tech | Surface_Tech_3.2_Al | Surface_Tech_3.2_Al | Fe_Tech_Al_3.2
Upper Guyandotte River | 2076 | WV1016750 | 031 | Buffalo Creek | WV-OGU-27 | Buffalo Creek | WVOG-75 | -81.7407 | 37.8071 | GREENBRIER MINERALS, LLC | 2004-01-22 | 8.77 | 0 |  | 8.77 | 2.12 | 3.68 | 1.28 | 2.24 | 2 | 3.47 | Unimpaired - Delete | 3.2_Al | Surface | Tech | Surface_Tech_3.2_Al | Surface_Tech_3.2_Al | Fe_Tech_Al_3.2
Upper Guyandotte River | 2076 | WV1016750 | 032 | Buffalo Creek | WV-OGU-27 | Buffalo Creek | WVOG-75 | -81.7425 | 37.808 | GREENBRIER MINERALS, LLC | 2004-01-22 | 8.01 | 0 |  | 8.01 | 2.12 | 3.68 | 1.28 | 2.24 | 2 | 3.47 | Unimpaired - Delete | 3.2_Al | Surface | Tech | Surface_Tech_3.2_Al | Surface_Tech_3.2_Al | Fe_Tech_Al_3.2
Upper Guyandotte River | 2078 | WV1016750 | 042 | Buffalo Creek | WV-OGU-27 | Buffalo Creek | WVOG-75 | -81.7203 | 37.806 | GREENBRIER MINERALS, LLC | 2011-10-21 | 1.94 | 0 |  | 1.94 | 2.12 | 3.68 | 1.51 | 2.62 | 2 | 3.47 | Unimpaired - Delete | 3.2_Al | Surface | Tech | Surface_Tech_3.2_Al | Surface_Tech_3.2_Al | Fe_Tech_Al_3.2
Upper Guyandotte River | 2078 | WV1016750 | 043 | Buffalo Creek | WV-OGU-27 | Buffalo Creek | WVOG-75 | -81.7248 | 37.804 | GREENBRIER MINERALS, LLC | 2011-10-21 | 5.86 | 0 |  | 5.86 | 2.12 | 3.68 | 1.51 | 2.62 | 2 | 3.47 | Unimpaired - Delete | 3.2_Al | Surface | Tech | Surface_Tech_3.2_Al | Surface_Tech_3.2_Al | Fe_Tech_Al_3.2
Upper Guyandotte River | 2076 | WV1016750 | 044 | Buffalo Creek | WV-OGU-27 | Buffalo Creek | WVOG-75 | -81.7261 | 37.8047 | GREENBRIER MINERALS, LLC | 2011-10-21 | 3.72 | 0 |  | 3.72 | 2.12 | 3.68 | 1.28 | 2.24 | 2 | 3.47 | Unimpaired - Delete | 3.2_Al | Surface | Tech | Surface_Tech_3.2_Al | Surface_Tech_3.2_Al | Fe_Tech_Al_3.2
Upper Guyandotte River | 2076 | WV1016750 | 045 | Buffalo Creek | WV-OGU-27 | Buffalo Creek | WVOG-75 | -81.7291 | 37.808 | GREENBRIER MINERALS, LLC | 2011-10-21 | 3.6 | 0 |  | 3.6 | 2.12 | 3.68 | 1.28 | 2.24 | 2 | 3.47 | Unimpaired - Delete | 3.2_Al | Surface | Tech | Surface_Tech_3.2_Al | Surface_Tech_3.2_Al | Fe_Tech_Al_3.2
Upper Guyandotte River | 2167 | WV1016806 | 001 | Gilbert Creek | WV-OGU-47-B-3 | Browning Fork | WVOG-89-B-1 | -81.9298 | 37.6567 | HAMPDEN COAL, LLC | 1997-02-20 | 4.31 | 0 | 2 | 4.31 | 2.73 | 4.73 | 0.43 | 0.75 | 2 | 3.47 | Unimpaired - Delete | 3.2_Al | DMR and Landuse | Tech | DMR and Landuse_Tech_3.2_Al | DMR and Landuse_Tech_3.2_Al | Fe_Tech_Al_3.2
Upper Guyandotte River | 2167 | WV1016806 | 002 | Gilbert Creek | WV-OGU-47-B-3 | Browning Fork | WVOG-89-B-1 | -81.9344 | 37.6578 | HAMPDEN COAL, LLC | 1997-02-20 | 2.5 | 0 |  | 2.5 | 2.73 | 4.73 | 0.43 | 0.75 | 2 | 3.47 | Unimpaired - Delete | 3.2_Al | Surface | Tech | Surface_Tech_3.2_Al | Surface_Tech_3.2_Al | Fe_Tech_Al_3.2
Upper Guyandotte River | 2057 | WV1016849 | 002 | Guyandotte River (Upper) | WV-OGU-24 | Henry Hollow | WVOG-74 | -81.8892 | 37.7644 | BANDMILL COAL CORPORATION | 1996-12-26 | 394.7 | 316.3 |  | 711 | 1.42 | 2.46 | 3 | 6 | 2 | 3.47 | Unimpaired - Delete | 3.2_Al | Surface | WQ | Surface_WQ_3.2_Al | Surface_WQ_3.2_Al | Fe_WQ_Al_3.2
Upper Guyandotte River | 2060 | WV1016849 | 004 | Buffalo Creek | WV-OGU-27-B | Bingo Hollow |  | -81.8593 | 37.7651 | BANDMILL COAL CORPORATION | 1996-12-26 | 161.7 | 110.4 |  | 272.1 | 1.42 | 2.46 | 1.07 | 1.86 | 2 | 3.47 | Unimpaired - Delete | 3.2_Al | Surface | WQ | Surface_WQ_3.2_Al | Surface_WQ_3.2_Al | Fe_WQ_Al_3.2
Upper Guyandotte River | 2051 | WV1016851 | 001 | Rich Creek | WV-OGU-18 | Rich Creek | WVOG-73 | -81.9323 | 37.7598 | HAMPDEN COAL, LLC | 1997-09-05 | 3.95 | 0 |  | 3.95 | 2.58 | 4.47 | 0.43 | 0.75 | 2 | 3.47 | Unimpaired - Delete | 3.2_Al | Surface | Tech | Surface_Tech_3.2_Al | Surface_Tech_3.2_Al | Fe_Tech_Al_3.2
Upper Guyandotte River | 2051 | WV1016851 | 002 | Rich Creek | WV-OGU-18 | Rich Creek | WVOG-73 | -81.9304 | 37.7612 | HAMPDEN COAL, LLC | 1997-09-05 | 3.71 | 0 |  | 3.71 | 2.58 | 4.47 | 0.43 | 0.75 | 2 | 3.47 | Unimpaired - Delete | 3.2_Al | Surface | Tech | Surface_Tech_3.2_Al | Surface_Tech_3.2_Al | Fe_Tech_Al_3.2
Upper Guyandotte River | 2051 | WV1016851 | 003 | Rich Creek | WV-OGU-18 | Rich Creek | WVOG-73 | -81.9275 | 37.7628 | HAMPDEN COAL, LLC | 1997-09-05 | 0.9 | 0 |  | 0.9 | 2.58 | 4.47 | 0.43 | 0.75 | 2 | 3.47 | Unimpaired - Delete | 3.2_Al | Surface | Tech | Surface_Tech_3.2_Al | Surface_Tech_3.2_Al | Fe_Tech_Al_3.2
Upper Guyandotte River | 2165 | WV1016881 | 001 | Gilbert Creek | WV-OGU-47-B-3 | Browning Fork | WVOG-89-B-1 | -81.9193 | 37.6479 | HAMPDEN COAL, LLC | 1997-01-15 | 1 | 0 | 0.05 | 1 | 1.42 | 2.46 | 0.43 | 0.75 | 2 | 3.47 | Unimpaired - Delete | 3.2_Al | DMR | WQ | DMR_WQ_3.2_Al | DMR_WQ_3.2_Al | DMR Only
Upper Guyandotte River | 2168 | WV1016881 | 005 | Gilbert Creek | WV-OGU-47-B | Horsepen Creek | WVOG-89-B | -81.9318 | 37.6465 | HAMPDEN COAL, LLC | 2002-04-03 | 1 | 0 | 0 | 1 | 2.73 | 4.73 | 0.43 | 0.75 | 2 | 3.47 | Unimpaired - Delete | 3.2_Al | Surface | Tech | Surface_Tech_3.2_Al | Surface_Tech_3.2_Al | Fe_Tech_Al_3.2
Upper Guyandotte River | 2014 | WV1016938 | 001 | Dingess Run | WV-OGU-4-G-1 | UNT/Freeze Fork RM 1.05 | WVOG-68-G-1 | -81.8893 | 37.8522 | HIGHLAND MINING COMPANY | 1998-03-20 | 46.3 | 331.5 |  | 377.8 | 1.42 | 2.46 | 0.43 | 0.75 | 2 | 3.47 | Unimpaired - Delete | 3.2_Al | Surface | WQ | Surface_WQ_3.2_Al | Surface_WQ_3.2_Al | Fe_WQ_Al_3.2
Upper Guyandotte River | 2015 | WV1016938 | 002 | Dingess Run | WV-OGU-4-G | Freeze Fork | WVOG-68-G | -81.8887 | 37.8449 | HIGHLAND MINING COMPANY | 1998-03-20 | 15.77 | 0 |  | 15.77 | 1.82 | 3.15 | 0.43 | 0.75 | 2 | 3.47 | Unimpaired - Delete | 3.2_Al | Surface | Tech | Surface_Tech_3.2_Al | Surface_Tech_3.2_Al | Fe_Tech_Al_3.2
Upper Guyandotte River | 2015 | WV1016938 | 003 | Dingess Run | WV-OGU-4-G | Freeze Fork | WVOG-68-G | -81.8904 | 37.8474 | HIGHLAND MINING COMPANY | 1998-03-20 | 9.52 | 0 |  | 9.52 | 1.82 | 3.15 | 0.43 | 0.75 | 2 | 3.47 | Unimpaired - Delete | 3.2_Al | Surface | Tech | Surface_Tech_3.2_Al | Surface_Tech_3.2_Al | Fe_Tech_Al_3.2
Upper Guyandotte River | 2014 | WV1016938 | 004 | Dingess Run | WV-OGU-4-G-1 | UNT/Freeze Fork RM 1.05 | WVOG-68-G-1 | -81.8893 | 37.851 | HIGHLAND MINING COMPANY | 1998-03-20 | 14 | 0 |  | 14 | 1.82 | 3.15 | 0.43 | 0.75 | 2 | 3.47 | Unimpaired - Delete | 3.2_Al | Surface | Tech | Surface_Tech_3.2_Al | Surface_Tech_3.2_Al | Fe_Tech_Al_3.2
Upper Guyandotte River | 2016 | WV1016938 | 007 | Dingess Run | WV-OGU-4 | Dingess Run | WVOG-68 | -81.8832 | 37.8559 | HIGHLAND MINING COMPANY | 1998-03-20 | 4.6 | 0 |  | 4.6 | 1.82 | 3.15 | 0.43 | 0.75 | 2 | 3.47 | Unimpaired - Delete | 3.2_Al | Surface | Tech | Surface_Tech_3.2_Al | Surface_Tech_3.2_Al | Fe_Tech_Al_3.2
Upper Guyandotte River | 2016 | WV1016938 | 008 | Dingess Run | WV-OGU-4 | Dingess Run | WVOG-68 | -81.8787 | 37.8552 | HIGHLAND MINING COMPANY | 1998-03-20 | 13.8 | 0 |  | 13.8 | 1.82 | 3.15 | 0.43 | 0.75 | 2 | 3.47 | Unimpaired - Delete | 3.2_Al | Surface | Tech | Surface_Tech_3.2_Al | Surface_Tech_3.2_Al | Fe_Tech_Al_3.2
Upper Guyandotte River | 2017 | WV1016938 | 009 | Dingess Run | WV-OGU-4-J | Georges Creek | WVOG-68-H | -81.8767 | 37.857 | HIGHLAND MINING COMPANY | 1998-03-20 | 22.7 | 0 |  | 22.7 | 1.82 | 3.15 | 0.43 | 0.75 | 2 | 3.47 | Unimpaired - Delete | 3.2_Al | Surface | Tech | Surface_Tech_3.2_Al | Surface_Tech_3.2_Al | Fe_Tech_Al_3.2
Upper Guyandotte River | 2017 | WV1016938 | 010 | Dingess Run | WV-OGU-4-J | Georges Creek | WVOG-68-H | -81.8755 | 37.8535 | HIGHLAND MINING COMPANY | 1998-03-20 | 41.6 | 0 |  | 41.6 | 1.82 | 3.15 | 0.43 | 0.75 | 2 | 3.47 | Unimpaired - Delete | 3.2_Al | Surface | Tech | Surface_Tech_3.2_Al | Surface_Tech_3.2_Al | Fe_Tech_Al_3.2
Upper Guyandotte River | 2017 | WV1016938 | 011 | Dingess Run | WV-OGU-4-J | Georges Creek | WVOG-68-H | -81.8751 | 37.849 | HIGHLAND MINING COMPANY | 1998-03-20 | 28.7 | 0 |  | 28.7 | 1.83 | 3.15 | 0.43 | 0.75 | 2 | 3.47 | Unimpaired - Delete | 3.2_Al | Surface | Tech | Surface_Tech_3.2_Al | Surface_Tech_3.2_Al | Fe_Tech_Al_3.2
Upper Guyandotte River | 2017 | WV1016938 | 012 | Dingess Run | WV-OGU-4-J | Georges Creek | WVOG-68-H | -81.8694 | 37.8501 | HIGHLAND MINING COMPANY | 1998-03-20 | 16.18 | 0 |  | 16.18 | 1.82 | 3.15 | 0.08 | 0.14 | 2 | 3.47 | Unimpaired - Delete | 0.75_Al | Surface | Tech | Surface_Tech_0.75_Al | Surface_Tech_0.75_Al | Fe_Tech_Al_.75
Upper Guyandotte River | 2035 | WV1016938 | 015 | Rum Creek | WV-OGU-10 | Rum Creek | WVOG-70 | -81.8785 | 37.8332 | HIGHLAND MINING COMPANY | 1998-03-20 | 4.5 | 0 |  | 4.5 | 1.57 | 2.73 | 0.43 | 0.75 | 2 | 3.47 | Unimpaired - Delete | 3.2_Al | Surface | Tech | Surface_Tech_3.2_Al | Surface_Tech_3.2_Al | Fe_Tech_Al_3.2
Upper Guyandotte River | 2035 | WV1016938 | 016 | Rum Creek | WV-OGU-10 | Rum Creek | WVOG-70 | -81.8751 | 37.8324 | HIGHLAND MINING COMPANY | 1998-03-20 | 8 | 0 |  | 8 | 1.57 | 2.73 | 0.43 | 0.75 | 2 | 3.47 | Unimpaired - Delete | 3.2_Al | Surface | Tech | Surface_Tech_3.2_Al | Surface_Tech_3.2_Al | Fe_Tech_Al_3.2
Upper Guyandotte River | 2035 | WV1016938 | 017 | Rum Creek | WV-OGU-10 | Rum Creek | WVOG-70 | -81.8725 | 37.836 | HIGHLAND MINING COMPANY | 1998-03-20 | 7.6 | 0 |  | 7.6 | 1.57 | 2.73 | 0.43 | 0.75 | 2 | 3.47 | Unimpaired - Delete | 3.2_Al | Surface | Tech | Surface_Tech_3.2_Al | Surface_Tech_3.2_Al | Fe_Tech_Al_3.2
Upper Guyandotte River | 2035 | WV1016938 | 018 | Rum Creek | WV-OGU-10 | Rum Creek | WVOG-70 | -81.8702 | 37.8373 | HIGHLAND MINING COMPANY | 1998-03-20 | 26.8 | 0 |  | 26.8 | 1.57 | 2.73 | 0.43 | 0.75 | 2 | 3.47 | Unimpaired - Delete | 3.2_Al | Surface | Tech | Surface_Tech_3.2_Al | Surface_Tech_3.2_Al | Fe_Tech_Al_3.2
Upper Guyandotte River | 2015 | WV1016938 | 019 | Dingess Run | WV-OGU-4-G | Freeze Fork | WVOG-68-G | -81.89 | 37.8434 | HIGHLAND MINING COMPANY | 1998-03-20 | 74.35 | 149.45 |  | 223.8 | 1.42 | 2.46 | 0.43 | 0.75 | 2 | 3.47 | Unimpaired - Delete | 3.2_Al | Surface | WQ | Surface_WQ_3.2_Al | Surface_WQ_3.2_Al | Fe_WQ_Al_3.2
Upper Guyandotte River | 2035 | WV1016938 | 021 | Rum Creek | WV-OGU-10 | Rum Creek | WVOG-70 | -81.872 | 37.834 | HIGHLAND MINING COMPANY | 2005-06-17 | 7.6 | 0 |  | 7.6 | 1.57 | 2.73 | 0.43 | 0.75 | 2 | 3.47 | Unimpaired - Delete | 3.2_Al | Surface | Tech | Surface_Tech_3.2_Al | Surface_Tech_3.2_Al | Fe_Tech_Al_3.2
Upper Guyandotte River | 2018 | WV1016938 | 025 | Dingess Run | WV-OGU-4-J-1 | UNT/Georges Creek RM 1.07 | WVOG-68-H-1 | -81.869 | 37.8471 | HIGHLAND MINING COMPANY | 2005-06-17 | 16.18 | 0 |  | 16.18 | 1.82 | 3.15 | 0.43 | 0.75 | 2 | 3.47 | Unimpaired - Delete | 3.2_Al | Surface | Tech | Surface_Tech_3.2_Al | Surface_Tech_3.2_Al | Fe_Tech_Al_3.2
Upper Guyandotte River | 2016 | WV1016938 | 026 | Dingess Run | WV-OGU-4 | Dingess Run | WVOG-68 | -81.8792 | 37.8564 | HIGHLAND MINING COMPANY | 2005-06-17 | 4.95 | 0 |  | 4.95 | 1.82 | 3.15 | 0.43 | 0.75 | 2 | 3.47 | Unimpaired - Delete | 3.2_Al | Surface | Tech | Surface_Tech_3.2_Al | Surface_Tech_3.2_Al | Fe_Tech_Al_3.2
Upper Guyandotte River | 2016 | WV1016938 | 027 | Dingess Run | WV-OGU-4 | Dingess Run | WVOG-68 | -81.8813 | 37.855 | HIGHLAND MINING COMPANY | 2005-06-17 | 2.4 | 0 |  | 2.4 | 1.82 | 3.15 | 0.43 | 0.75 | 2 | 3.47 | Unimpaired - Delete | 3.2_Al | Surface | Tech | Surface_Tech_3.2_Al | Surface_Tech_3.2_Al | Fe_Tech_Al_3.2
Upper Guyandotte River | 2013 | WV1016938 | 033 | Dingess Run | WV-OGU-4-G | Freeze Fork | WVOG-68-G | -81.8955 | 37.8528 | HIGHLAND MINING COMPANY | 2006-03-21 | 11.41 | 0 |  | 11.41 | 1.82 | 3.15 | 0.43 | 0.75 | 2 | 3.47 | Unimpaired - Delete | 3.2_Al | Surface | Tech | Surface_Tech_3.2_Al | Surface_Tech_3.2_Al | Fe_Tech_Al_3.2
Upper Guyandotte River | 2016 | WV1016938 | 034 | Dingess Run | WV-OGU-4 | Dingess Run | WVOG-68 | -81.898 | 37.8562 | HIGHLAND MINING COMPANY | 2006-03-21 | 11.41 | 0 |  | 11.41 | 1.82 | 3.15 | 0.43 | 0.75 | 2 | 3.47 | Unimpaired - Delete | 3.2_Al | Surface | Tech | Surface_Tech_3.2_Al | Surface_Tech_3.2_Al | Fe_Tech_Al_3.2
Upper Guyandotte River | 2016 | WV1016938 | 035 | Dingess Run | WV-OGU-4 | Dingess Run | WVOG-68 | -81.8946 | 37.8547 | HIGHLAND MINING COMPANY | 2006-03-21 | 11.41 | 0 |  | 11.41 | 1.82 | 3.15 | 0.43 | 0.75 | 2 | 3.47 | Unimpaired - Delete | 3.2_Al | Surface | Tech | Surface_Tech_3.2_Al | Surface_Tech_3.2_Al | Fe_Tech_Al_3.2
Upper Guyandotte River | 2016 | WV1016938 | 036 | Dingess Run | WV-OGU-4 | Dingess Run | WVOG-68 | -81.8924 | 37.8554 | HIGHLAND MINING COMPANY | 2006-03-21 | 11.41 | 0 |  | 11.41 | 1.82 | 3.15 | 0.43 | 0.75 | 2 | 3.47 | Unimpaired - Delete | 3.2_Al | Surface | Tech | Surface_Tech_3.2_Al | Surface_Tech_3.2_Al | Fe_Tech_Al_3.2
Upper Guyandotte River | 2096 | WV1016954 | 001 | Huff Creek | WV-OGU-28 | Huff Creek | WVOG-76 | -81.7707 | 37.7401 | HAMPDEN COAL, LLC | 1997-09-05 | 4.2 | 281.1 |  | 285.3 | 1.42 | 2.46 | 0.43 | 0.75 | 2 | 3.47 | Unimpaired - Delete | 3.2_Al | Surface | WQ | Surface_WQ_3.2_Al | Surface_WQ_3.2_Al | Fe_WQ_Al_3.2
Upper Guyandotte River | 2134 | WV1017004 | 004 | Rockhouse Creek | WV-OGU-29-D | Lick Branch | WVOG-77-B | -81.922 | 37.7214 | HAMPDEN COAL, LLC | 1998-02-09 | 9.4 | 0 |  | 9.4 | 2.58 | 4.47 | 0.43 | 0.75 | 2 | 3.47 | Unimpaired - Delete | 3.2_Al | Surface | Tech | Surface_Tech_3.2_Al | Surface_Tech_3.2_Al | Fe_Tech_Al_3.2
Upper Guyandotte River | 2053 | WV1017004 | 006 | Rich Creek | WV-OGU-18 | Rich Creek | WVOG-73 | -81.923 | 37.725 | HAMPDEN COAL, LLC | 1998-02-09 | 16.1 | 0 |  | 16.1 | 2.58 | 4.47 | 0.43 | 0.75 | 2 | 3.47 | Unimpaired - Delete | 3.2_Al | Surface | Tech | Surface_Tech_3.2_Al | Surface_Tech_3.2_Al | Fe_Tech_Al_3.2
Upper Guyandotte River | 2052 | WV1017004 | 007 | Rich Creek | WV-OGU-18-G | Laurel Branch | WVOG-73-D | -81.9187 | 37.7331 | HAMPDEN COAL, LLC | 1998-02-09 | 13.77 | 0 |  | 13.77 | 2.58 | 4.47 | 0.43 | 0.75 | 2 | 3.47 | Unimpaired - Delete | 3.2_Al | Surface | Tech | Surface_Tech_3.2_Al | Surface_Tech_3.2_Al | Fe_Tech_Al_3.2
Upper Guyandotte River | 2052 | WV1017004 | 008 | Rich Creek | WV-OGU-18-G | Laurel Branch | WVOG-73-D | -81.9255 | 37.734 | HAMPDEN COAL, LLC | 1998-02-09 | 25.82 | 0 |  | 25.82 | 2.58 | 4.47 | 0.43 | 0.75 | 2 | 3.47 | Unimpaired - Delete | 3.2_Al | Surface | Tech | Surface_Tech_3.2_Al | Surface_Tech_3.2_Al | Fe_Tech_Al_3.2
Upper Guyandotte River | 2051 | WV1017004 | 009 | Rich Creek | WV-OGU-18 | Rich Creek | WVOG-73 | -81.9283 | 37.738 | HAMPDEN COAL, LLC | 1998-02-09 | 12.19 | 0 |  | 12.19 | 2.58 | 4.47 | 0.43 | 0.75 | 2 | 3.47 | Unimpaired - Delete | 3.2_Al | Surface | Tech | Surface_Tech_3.2_Al | Surface_Tech_3.2_Al | Fe_Tech_Al_3.2
Upper Guyandotte River | 2051 | WV1017004 | 010 | Rich Creek | WV-OGU-18 | Rich Creek | WVOG-73 | -81.9281 | 37.7441 | HAMPDEN COAL, LLC | 1998-02-09 | 19.6 | 0 |  | 19.6 | 2.58 | 4.47 | 0.43 | 0.75 | 2 | 3.47 | Unimpaired - Delete | 3.2_Al | Surface | Tech | Surface_Tech_3.2_Al | Surface_Tech_3.2_Al | Fe_Tech_Al_3.2
Upper Guyandotte River | 2049 | WV1017004 | 012 | Rich Creek | WV-OGU-18-A-1 | UNT/Left Fork RM 1.02/Rich Creek | WVOG-73-A-1 | -81.9253 | 37.7449 | HAMPDEN COAL, LLC | 1998-02-09 | 8.9 | 0 |  | 8.9 | 2.58 | 4.47 | 0.43 | 0.75 | 2 | 3.47 | Unimpaired - Delete | 3.2_Al | Surface | Tech | Surface_Tech_3.2_Al | Surface_Tech_3.2_Al | Fe_Tech_Al_3.2
Upper Guyandotte River | 2129 | WV1017004 | 014 | Rockhouse Creek | WV-OGU-29-A | Spring Branch | WVOG-77-A | -81.911 | 37.7276 | HAMPDEN COAL, LLC | 1998-02-09 | 5.5 | 0 |  | 5.5 | 2.58 | 4.47 | 0.43 | 0.75 | 2 | 3.47 | Unimpaired - Delete | 3.2_Al | Surface | Tech | Surface_Tech_3.2_Al | Surface_Tech_3.2_Al | Fe_Tech_Al_3.2
Upper Guyandotte River | 2050 | WV1017004 | 017 | Rich Creek | WV-OGU-18-A | Left Fork/Rich Creek | WVOG-73-A | -81.9131 | 37.7399 | HAMPDEN COAL, LLC | 1998-02-09 | 2.34 | 0 |  | 2.34 | 2.58 | 4.47 | 0.43 | 0.75 | 2 | 3.47 | Unimpaired - Delete | 3.2_Al | Surface | Tech | Surface_Tech_3.2_Al | Surface_Tech_3.2_Al | Fe_Tech_Al_3.2
Upper Guyandotte River | 2050 | WV1017004 | 022 | Rich Creek | WV-OGU-18-A | Left Fork/Rich Creek | WVOG-73-A | -81.9069 | 37.743 | HAMPDEN COAL, LLC | 2006-01-09 | 13.23 | 0 |  | 13.23 | 1.42 | 2.46 | 0.43 | 0.75 | 2 | 3.47 | Unimpaired - Delete | 3.2_Al | Surface | WQ | Surface_WQ_3.2_Al | Surface_WQ_3.2_Al | Fe_WQ_Al_3.2
Upper Guyandotte River | 2050 | WV1017004 | 023 | Rich Creek | WV-OGU-18-A | Left Fork/Rich Creek | WVOG-73-A | -81.9034 | 37.7454 | HAMPDEN COAL, LLC | 2006-01-09 | 13.24 | 0 |  | 13.24 | 1.42 | 2.46 | 0.43 | 0.75 | 2 | 3.47 | Unimpaired - Delete | 3.2_Al | Surface | WQ | Surface_WQ_3.2_Al | Surface_WQ_3.2_Al | Fe_WQ_Al_3.2
Upper Guyandotte River | 2050 | WV1017004 | 024 | Rich Creek | WV-OGU-18-A | Left Fork/Rich Creek | WVOG-73-A | -81.9055 | 37.7483 | HAMPDEN COAL, LLC | 2006-01-09 | 8.36 | 0 |  | 8.36 | 1.42 | 2.46 | 0.43 | 0.75 | 2 | 3.47 | Unimpaired - Delete | 3.2_Al | Surface | WQ | Surface_WQ_3.2_Al | Surface_WQ_3.2_Al | Fe_WQ_Al_3.2
Upper Guyandotte River | 2050 | WV1017004 | 025 | Rich Creek | WV-OGU-18-A | Left Fork/Rich Creek | WVOG-73-A | -81.9085 | 37.7501 | HAMPDEN COAL, LLC | 2006-01-09 | 8.37 | 0 |  | 8.37 | 1.42 | 2.46 | 0.43 | 0.75 | 2 | 3.47 | Unimpaired - Delete | 3.2_Al | Surface | WQ | Surface_WQ_3.2_Al | Surface_WQ_3.2_Al | Fe_WQ_Al_3.2
Upper Guyandotte River | 2056 | WV1017004 | 026 | Guyandotte River (Upper) | WV-OGU | Guyandotte River (upper) | WVOG-up | -81.9073 | 37.7511 | HAMPDEN COAL, LLC | 2006-01-09 | 9.66 | 0 |  | 9.66 | 1.42 | 2.46 | 0.43 | 0.75 | 2 | 3.47 | Unimpaired - Delete | 3.2_Al | Surface | WQ | Surface_WQ_3.2_Al | Surface_WQ_3.2_Al | Fe_WQ_Al_3.2
Upper Guyandotte River | 2058 | WV1017004 | 027 | Guyandotte River (Upper) | WV-OGU | Guyandotte River (upper) | WVOG-up | -81.904 | 37.7496 | HAMPDEN COAL, LLC | 2006-01-09 | 9.66 | 0 |  | 9.66 | 1.42 | 2.46 | 0.43 | 0.75 | 2 | 3.47 | Unimpaired - Delete | 3.2_Al | Surface | WQ | Surface_WQ_3.2_Al | Surface_WQ_3.2_Al | Fe_WQ_Al_3.2
Upper Guyandotte River | 2058 | WV1017004 | 028 | Guyandotte River (Upper) | WV-OGU | Guyandotte River (upper) | WVOG-up | -81.9025 | 37.7456 | HAMPDEN COAL, LLC | 2006-01-09 | 4.4 | 0 |  | 4.4 | 1.42 | 2.46 | 0.43 | 0.75 | 2 | 3.47 | Unimpaired - Delete | 3.2_Al | Surface | WQ | Surface_WQ_3.2_Al | Surface_WQ_3.2_Al | Fe_WQ_Al_3.2
Upper Guyandotte River | 2058 | WV1017004 | 029 | Guyandotte River (Upper) | WV-OGU | Guyandotte River (upper) | WVOG-up | -81.8995 | 37.7399 | HAMPDEN COAL, LLC | 2006-01-09 | 11.59 | 0 |  | 11.59 | 1.42 | 2.46 | 0.43 | 0.75 | 2 | 3.47 | Unimpaired - Delete | 3.2_Al | Surface | WQ | Surface_WQ_3.2_Al | Surface_WQ_3.2_Al | Fe_WQ_Al_3.2
Upper Guyandotte River | 2058 | WV1017004 | 030 | Guyandotte River (Upper) | WV-OGU | Guyandotte River (upper) | WVOG-up | -81.896 | 37.7399 | HAMPDEN COAL, LLC | 2006-01-09 | 6.35 | 0 |  | 6.35 | 1.42 | 2.46 | 0.43 | 0.75 | 2 | 3.47 | Unimpaired - Delete | 3.2_Al | Surface | WQ | Surface_WQ_3.2_Al | Surface_WQ_3.2_Al | Fe_WQ_Al_3.2
Upper Guyandotte River | 2058 | WV1017004 | 031 | Guyandotte River (Upper) | WV-OGU | Guyandotte River (upper) | WVOG-up | -81.8946 | 37.7384 | HAMPDEN COAL, LLC | 2006-01-09 | 4.69 | 0 |  | 4.69 | 1.42 | 2.46 | 0.43 | 0.75 | 2 | 3.47 | Unimpaired - Delete | 3.2_Al | Surface | WQ | Surface_WQ_3.2_Al | Surface_WQ_3.2_Al | Fe_WQ_Al_3.2
Upper Guyandotte River | 2128 | WV1017004 | 032 | Rockhouse Creek | WV-OGU-29-A-1 | UNT/Spring Branch RM 0.56 |  | -81.8941 | 37.7361 | HAMPDEN COAL, LLC | 2006-01-09 | 6.99 | 0 |  | 6.99 | 3 | 5.26 | 0.43 | 0.75 | 2 | 3.47 | Unimpaired - Delete | 3.2_Al | Surface | Tech | Surface_Tech_3.2_Al | Surface_Tech_3.2_Al | Fe_Tech_Al_3.2
Upper Guyandotte River | 2058 | WV1017004 | 038 | Guyandotte River (Upper) | WV-OGU | Guyandotte River (upper) | WVOG-up | -81.8953 | 37.7393 | HAMPDEN COAL, LLC | 2006-01-09 | 2.52 | 0 |  | 2.52 | 1.42 | 2.46 | 0.43 | 0.75 | 2 | 3.47 | Unimpaired - Delete | 3.2_Al | Surface | WQ | Surface_WQ_3.2_Al | Surface_WQ_3.2_Al | Fe_WQ_Al_3.2
Upper Guyandotte River | 2052 | WV1017004 | 039 | Rich Creek | WV-OGU-18-G | Laurel Branch | WVOG-73-D | -81.9192 | 37.7286 | HAMPDEN COAL, LLC | 2009-02-27 | 4.4 | 0 |  | 4.4 | 2.58 | 4.47 | 0.43 | 0.75 | 2 | 3.47 | Unimpaired - Delete | 3.2_Al | Surface | Tech | Surface_Tech_3.2_Al | Surface_Tech_3.2_Al | Fe_Tech_Al_3.2
Upper Guyandotte River | 2052 | WV1017004 | 040 | Rich Creek | WV-OGU-18-G | Laurel Branch | WVOG-73-D | -81.918 | 37.7336 | HAMPDEN COAL, LLC | 2009-02-27 | 14.38 | 0 |  | 14.38 | 2.58 | 4.47 | 0.43 | 0.75 | 2 | 3.47 | Unimpaired - Delete | 3.2_Al | Surface | Tech | Surface_Tech_3.2_Al | Surface_Tech_3.2_Al | Fe_Tech_Al_3.2
Upper Guyandotte River | 2052 | WV1017004 | 041 | Rich Creek | WV-OGU-18-G | Laurel Branch | WVOG-73-D | -81.9207 | 37.7283 | HAMPDEN COAL, LLC | 2009-02-27 | 7.23 | 0 |  | 7.23 | 2.58 | 4.47 | 0.43 | 0.75 | 2 | 3.47 | Unimpaired - Delete | 3.2_Al | Surface | Tech | Surface_Tech_3.2_Al | Surface_Tech_3.2_Al | Fe_Tech_Al_3.2
Upper Guyandotte River | 2134 | WV1017004 | 047 | Rockhouse Creek | WV-OGU-29-D | Lick Branch | WVOG-77-B | -81.9242 | 37.7199 | HAMPDEN COAL, LLC | 2009-10-30 | 2.6 | 0 |  | 2.6 | 1.42 | 2.46 | 1.73 | 3 | 1 | 1.73 | Unimpaired - Delete | 3.2_Al | Surface | WQ | Surface_WQ_3.2_Al | Surface_WQ_3.2_Al | Fe_WQ_Al_3.2
Upper Guyandotte River | 2053 | WV1017004 | 048 | Rich Creek | WV-OGU-18 | Rich Creek | WVOG-73 | -81.9253 | 37.7199 | HAMPDEN COAL, LLC | 2009-10-30 | 4.2 | 0 |  | 4.2 | 1.42 | 2.46 | 1.73 | 3 | 2 | 3.47 | Unimpaired - Delete | 3.2_Al | Surface | WQ | Surface_WQ_3.2_Al | Surface_WQ_3.2_Al | Fe_WQ_Al_3.2
Upper Guyandotte River | 2134 | WV1017004 | 045 | Rockhouse Creek | WV-OGU-29-D | Lick Branch | WVOG-77-B | -81.9242 | 37.7171 | HAMPDEN COAL, LLC | 2009-10-30 | 2.8 | 0 |  | 2.8 | 1.42 | 2.46 | 1.73 | 3 | 1 | 1.73 | Unimpaired - Delete | 3.2_Al | Surface | WQ | Surface_WQ_3.2_Al | Surface_WQ_3.2_Al | Fe_WQ_Al_3.2
Upper Guyandotte River | 2053 | WV1017004 | 046 | Rich Creek | WV-OGU-18 | Rich Creek | WVOG-73 | -81.9264 | 37.7164 | HAMPDEN COAL, LLC | 2009-10-30 | 1.4 | 0 |  | 1.4 | 1.42 | 2.46 | 1.73 | 3 | 2 | 3.47 | Unimpaired - Delete | 3.2_Al | Surface | WQ | Surface_WQ_3.2_Al | Surface_WQ_3.2_Al | Fe_WQ_Al_3.2
Upper Guyandotte River | 2053 | WV1017004 | 049 | Rich Creek | WV-OGU-18 | Rich Creek | WVOG-73 | -81.9255 | 37.7187 | HAMPDEN COAL, LLC | 2009-10-30 | 2.1 | 0 |  | 2.1 | 1.42 | 2.46 | 1.73 | 3 | 2 | 3.47 | Unimpaired - Delete | 3.2_Al | Surface | WQ | Surface_WQ_3.2_Al | Surface_WQ_3.2_Al | Fe_WQ_Al_3.2
Upper Guyandotte River | 2134 | WV1017004 | 050 | Rockhouse Creek | WV-OGU-29-D | Lick Branch | WVOG-77-B | -81.9245 | 37.7181 | HAMPDEN COAL, LLC | 2009-10-30 | 1.3 | 0 |  | 1.3 | 1.42 | 2.46 | 1.73 | 3 | 1 | 1.73 | Unimpaired - Delete | 3.2_Al | Surface | WQ | Surface_WQ_3.2_Al | Surface_WQ_3.2_Al | Fe_WQ_Al_3.2
Upper Guyandotte River | 2134 | WV1017004 | 051 | Rockhouse Creek | WV-OGU-29-D | Lick Branch | WVOG-77-B | -81.9248 | 37.7165 | HAMPDEN COAL, LLC | 2009-10-30 | 1.4 | 0 |  | 1.4 | 1.42 | 2.46 | 1.73 | 3 | 1 | 1.73 | Unimpaired - Delete | 3.2_Al | Surface | WQ | Surface_WQ_3.2_Al | Surface_WQ_3.2_Al | Fe_WQ_Al_3.2
Upper Guyandotte River | 2129 | WV1017004 | 053 | Rockhouse Creek | WV-OGU-29-A | Spring Branch | WVOG-77-A | -81.9166 | 37.7284 | HAMPDEN COAL, LLC | 2013-12-06 | 5.7 | 0 |  | 5.7 | 2.58 | 4.47 | 0.43 | 0.75 | 2 | 3.47 | Unimpaired - Delete | 3.2_Al | Surface | Tech | Surface_Tech_3.2_Al | Surface_Tech_3.2_Al | Fe_Tech_Al_3.2
Upper Guyandotte River | 2129 | WV1017004 | 054 | Rockhouse Creek | WV-OGU-29-A | Spring Branch | WVOG-77-A | -81.9115 | 37.7278 | HAMPDEN COAL, LLC | 2013-12-06 | 4.4 | 1.1 |  | 5.5 | 2.58 | 4.47 | 0.43 | 0.75 | 2 | 3.47 | Unimpaired - Delete | 3.2_Al | Surface | Tech | Surface_Tech_3.2_Al | Surface_Tech_3.2_Al | Fe_Tech_Al_3.2
Upper Guyandotte River | 2058 | WV1017004 | 055 | Guyandotte River (Upper) | WV-OGU | Guyandotte River (upper) | WVOG-up | -81.9032 | 37.7425 | HAMPDEN COAL, LLC | 2013-12-06 | 0 | 11.59 |  | 11.59 | 1.42 | 2.46 | 0.43 | 0.75 | 2 | 3.47 | Unimpaired - Delete | 3.2_Al | Surface | WQ | Surface_WQ_3.2_Al | Surface_WQ_3.2_Al | Fe_WQ_Al_3.2
Upper Guyandotte River | 2051 | WV1017004 | 056 | Rich Creek | WV-OGU-18 | Rich Creek | WVOG-73 | -81.9273 | 37.7403 | HAMPDEN COAL, LLC | 2013-12-06 | 19.6 | 0 |  | 19.6 | 2.58 | 4.47 | 0.43 | 0.75 | 2 | 3.47 | Unimpaired - Delete | 3.2_Al | Surface | Tech | Surface_Tech_3.2_Al | Surface_Tech_3.2_Al | Fe_Tech_Al_3.2
Upper Guyandotte River | 2054 | WV1017004 | 064 | Guyandotte River (Upper) | WV-OGU | Guyandotte River (upper) | WVOG-up | -81.9273 | 37.7698 | HAMPDEN COAL, LLC | 2015-10-30 | 260.49 | 206.78 |  | 467.27 | 1.42 | 2.46 | 0.43 | 0.75 | 1 | 1.73 | Unimpaired - Delete | 3.2_Al | Surface | WQ | Surface_WQ_3.2_Al | Surface_WQ_3.2_Al | Fe_WQ_Al_3.2
Upper Guyandotte River | 2160 | WV1017195 | 001 | Gilbert Creek | WV-OGU-47-A | Skillet Creek | WVOG-89-A | -81.8873 | 37.5843 | HAMPDEN COAL, LLC | 1998-06-15 | 1.5 | 5.69 | 0.07 | 7.19 | 3 | 5.26 | 0.43 | 0.75 | 2 | 3.47 | Unimpaired - Delete | 3.2_Al | DMR and Landuse | Tech | DMR and Landuse_Tech_3.2_Al | DMR and Landuse_Tech_3.2_Al | Fe_Tech_Al_3.2
Upper Guyandotte River | 1044 | WV1017250 | 023 | Island Creek | WV-OGU-1-Q | Middle Fork/Island Creek | WVOG-65-G | -81.9655 | 37.7241 | HIGHLAND MINING COMPANY | 2003-10-07 | 3.08 | 0 |  | 3.08 | 0.93 | 1.62 | 0.56 | 0.97 | 2 | 4 | Unimpaired - Delete | 3.2_Al | Surface | WQ | Surface_WQ_3.2_Al | Surface_WQ_3.2_Al | Fe_WQ_Al_3.2
Upper Guyandotte River | 1044 | WV1017250 | 103 | Island Creek | WV-OGU-1-Q | Middle Fork/Island Creek | WVOG-65-G | -81.9722 | 37.7334 | HIGHLAND MINING COMPANY | 2005-11-07 | 4.57 | 0 |  | 4.57 | 3 | 6 | 0 | 0 | 2 | 4 | Unimpaired - Delete | 3.2_Al | Surface | Tech | Surface_Tech_3.2_Al | Surface_Tech_3.2_Al | Fe_Tech_Al_3.2
Upper Guyandotte River | 1044 | WV1017250 | 104 | Island Creek | WV-OGU-1-Q | Middle Fork/Island Creek | WVOG-65-G | -81.9723 | 37.7317 | HIGHLAND MINING COMPANY | 2005-11-07 | 3.95 | 0 |  | 3.95 | 3 | 6 | 0 | 0 | 2 | 4 | Unimpaired - Delete | 3.2_Al | Surface | Tech | Surface_Tech_3.2_Al | Surface_Tech_3.2_Al | Fe_Tech_Al_3.2
Upper Guyandotte River | 1044 | WV1017250 | 105 | Island Creek | WV-OGU-1-Q | Middle Fork/Island Creek | WVOG-65-G | -81.9749 | 37.7279 | HIGHLAND MINING COMPANY | 2005-11-07 | 8.52 | 0 |  | 8.52 | 3 | 6 | 0 | 0 | 2 | 4 | Unimpaired - Delete | 3.2_Al | Surface | Tech | Surface_Tech_3.2_Al | Surface_Tech_3.2_Al | Fe_Tech_Al_3.2
Upper Guyandotte River | 1044 | WV1017250 | 106 | Island Creek | WV-OGU-1-Q | Middle Fork/Island Creek | WVOG-65-G | -81.9723 | 37.7266 | HIGHLAND MINING COMPANY | 2005-11-07 | 1.01 | 0 |  | 1.01 | 3 | 6 | 0 | 0 | 2 | 4 | Unimpaired - Delete | 3.2_Al | Surface | Tech | Surface_Tech_3.2_Al | Surface_Tech_3.2_Al | Fe_Tech_Al_3.2
Upper Guyandotte River | 1044 | WV1017250 | 107 | Island Creek | WV-OGU-1-Q | Middle Fork/Island Creek | WVOG-65-G | -81.9712 | 37.7263 | HIGHLAND MINING COMPANY | 2005-11-07 | 6.59 | 0 |  | 6.59 | 3 | 6 | 0 | 0 | 2 | 4 | Unimpaired - Delete | 3.2_Al | Surface | Tech | Surface_Tech_3.2_Al | Surface_Tech_3.2_Al | Fe_Tech_Al_3.2
Upper Guyandotte River | 1044 | WV1017250 | 108 | Island Creek | WV-OGU-1-Q | Middle Fork/Island Creek | WVOG-65-G | -81.9652 | 37.7225 | HIGHLAND MINING COMPANY | 2005-11-07 | 1.98 | 0 |  | 1.98 | 3 | 6 | 0 | 0 | 2 | 4 | Unimpaired - Delete | 3.2_Al | Surface | Tech | Surface_Tech_3.2_Al | Surface_Tech_3.2_Al | Fe_Tech_Al_3.2
Upper Guyandotte River | 1044 | WV1017250 | 109 | Island Creek | WV-OGU-1-Q | Middle Fork/Island Creek | WVOG-65-G | -81.9648 | 37.7211 | HIGHLAND MINING COMPANY | 2005-11-07 | 3.31 | 0 |  | 3.31 | 3 | 6 | 0 | 0 | 2 | 4 | Unimpaired - Delete | 3.2_Al | Surface | Tech | Surface_Tech_3.2_Al | Surface_Tech_3.2_Al | Fe_Tech_Al_3.2
Upper Guyandotte River | 1044 | WV1017250 | 110 | Island Creek | WV-OGU-1-Q | Middle Fork/Island Creek | WVOG-65-G | -81.964 | 37.7199 | HIGHLAND MINING COMPANY | 2005-11-07 | 3.87 | 0 |  | 3.87 | 3 | 6 | 0 | 0 | 2 | 4 | Unimpaired - Delete | 3.2_Al | Surface | Tech | Surface_Tech_3.2_Al | Surface_Tech_3.2_Al | Fe_Tech_Al_3.2
Upper Guyandotte River | 1044 | WV1017250 | 111 | Island Creek | WV-OGU-1-Q | Middle Fork/Island Creek | WVOG-65-G | -81.9636 | 37.7181 | HIGHLAND MINING COMPANY | 2005-11-07 | 4.07 | 0 |  | 4.07 | 3 | 6 | 0 | 0 | 2 | 4 | Unimpaired - Delete | 3.2_Al | Surface | Tech | Surface_Tech_3.2_Al | Surface_Tech_3.2_Al | Fe_Tech_Al_3.2
Upper Guyandotte River | 1044 | WV1017250 | 112 | Island Creek | WV-OGU-1-Q | Middle Fork/Island Creek | WVOG-65-G | -81.9647 | 37.7164 | HIGHLAND MINING COMPANY | 2005-11-07 | 1.35 | 0 |  | 1.35 | 3 | 6 | 0 | 0 | 2 | 4 | Unimpaired - Delete | 3.2_Al | Surface | Tech | Surface_Tech_3.2_Al | Surface_Tech_3.2_Al | Fe_Tech_Al_3.2
Upper Guyandotte River | 1044 | WV1017250 | 029 | Island Creek | WV-OGU-1-Q | Middle Fork/Island Creek | WVOG-65-G | -81.9707 | 37.7352 | HIGHLAND MINING COMPANY | 2003-10-07 | 4.11 | 0 |  | 4.11 | 0.93 | 1.62 | 0.56 | 0.97 | 2 | 4 | Unimpaired - Delete | 3.2_Al | Surface | WQ | Surface_WQ_3.2_Al | Surface_WQ_3.2_Al | Fe_WQ_Al_3.2
Upper Guyandotte River | 1044 | WV1017250 | 113 | Island Creek | WV-OGU-1-Q | Middle Fork/Island Creek | WVOG-65-G | -81.9647 | 37.713 | HIGHLAND MINING COMPANY | 2005-11-07 | 0.67 | 0 |  | 0.67 | 3 | 6 | 0 | 0 | 2 | 4 | Unimpaired - Delete | 3.2_Al | Surface | Tech | Surface_Tech_3.2_Al | Surface_Tech_3.2_Al | Fe_Tech_Al_3.2
Upper Guyandotte River | 1044 | WV1017250 | 114 | Island Creek | WV-OGU-1-Q | Middle Fork/Island Creek | WVOG-65-G | -81.9627 | 37.7067 | HIGHLAND MINING COMPANY | 2005-11-07 | 0.76 | 0 |  | 0.76 | 3 | 6 | 0 | 0 | 2 | 4 | Unimpaired - Delete | 3.2_Al | Surface | Tech | Surface_Tech_3.2_Al | Surface_Tech_3.2_Al | Fe_Tech_Al_3.2
Upper Guyandotte River | 1044 | WV1017250 | 116 | Island Creek | WV-OGU-1-Q | Middle Fork/Island Creek | WVOG-65-G | -81.9549 | 37.7106 | HIGHLAND MINING COMPANY | 2005-11-07 | 2.99 | 0 |  | 2.99 | 3 | 6 | 0 | 0 | 2 | 4 | Unimpaired - Delete | 3.2_Al | Surface | Tech | Surface_Tech_3.2_Al | Surface_Tech_3.2_Al | Fe_Tech_Al_3.2
Upper Guyandotte River | 1044 | WV1017250 | 117 | Island Creek | WV-OGU-1-Q | Middle Fork/Island Creek | WVOG-65-G | -81.9555 | 37.7176 | HIGHLAND MINING COMPANY | 2005-11-07 | 4.11 | 0 |  | 4.11 | 3 | 6 | 0 | 0 | 2 | 4 | Unimpaired - Delete | 3.2_Al | Surface | Tech | Surface_Tech_3.2_Al | Surface_Tech_3.2_Al | Fe_Tech_Al_3.2
Upper Guyandotte River | 1044 | WV1017250 | 118 | Island Creek | WV-OGU-1-Q | Middle Fork/Island Creek | WVOG-65-G | -81.9565 | 37.7191 | HIGHLAND MINING COMPANY | 2005-11-07 | 4.49 | 0 |  | 4.49 | 3 | 6 | 0 | 0 | 2 | 4 | Unimpaired - Delete | 3.2_Al | Surface | Tech | Surface_Tech_3.2_Al | Surface_Tech_3.2_Al | Fe_Tech_Al_3.2
Upper Guyandotte River | 1044 | WV1017250 | 119 | Island Creek | WV-OGU-1-Q | Middle Fork/Island Creek | WVOG-65-G | -81.9564 | 37.7254 | HIGHLAND MINING COMPANY | 2005-11-07 | 2.54 | 0 |  | 2.54 | 3 | 6 | 0 | 0 | 2 | 4 | Unimpaired - Delete | 3.2_Al | Surface | Tech | Surface_Tech_3.2_Al | Surface_Tech_3.2_Al | Fe_Tech_Al_3.2
Upper Guyandotte River | 1044 | WV1017250 | 120 | Island Creek | WV-OGU-1-Q | Middle Fork/Island Creek | WVOG-65-G | -81.9579 | 37.7268 | HIGHLAND MINING COMPANY | 2005-11-07 | 3.47 | 0 |  | 3.47 | 3 | 6 | 0 | 0 | 2 | 4 | Unimpaired - Delete | 3.2_Al | Surface | Tech | Surface_Tech_3.2_Al | Surface_Tech_3.2_Al | Fe_Tech_Al_3.2
Upper Guyandotte River | 1044 | WV1017250 | 030 | Island Creek | WV-OGU-1-Q | Middle Fork/Island Creek | WVOG-65-G | -81.9694 | 37.7378 | HIGHLAND MINING COMPANY | 2003-10-07 | 4.49 | 0 |  | 4.49 | 0.93 | 1.62 | 0.56 | 0.97 | 2 | 4 | Unimpaired - Delete | 3.2_Al | Surface | WQ | Surface_WQ_3.2_Al | Surface_WQ_3.2_Al | Fe_WQ_Al_3.2
Upper Guyandotte River | 1062 | WV1017250 | 123 | Island Creek | WV-OGU-1-U | Rockhouse Branch | WVOG-65-I | -81.9818 | 37.7478 | HIGHLAND MINING COMPANY | 2008-10-31 | 6.03 | 0 |  | 6.03 | 0.93 | 1.61 | 0.33 | 0.58 | 2 | 3.47 | Unimpaired - Delete | 0.75_Al | Surface | WQ | Surface_WQ_0.75_Al | Surface_WQ_0.75_Al | Fe_WQ_Al_.75
Upper Guyandotte River | 1062 | WV1017250 | 124 | Island Creek | WV-OGU-1-U | Rockhouse Branch | WVOG-65-I | -81.9829 | 37.75 | HIGHLAND MINING COMPANY | 2008-10-31 | 2.54 | 0 |  | 2.54 | 0.93 | 1.61 | 0.33 | 0.58 | 2 | 3.47 | Unimpaired - Delete | 0.75_Al | Surface | WQ | Surface_WQ_0.75_Al | Surface_WQ_0.75_Al | Fe_WQ_Al_.75
Upper Guyandotte River | 1062 | WV1017250 | 125 | Island Creek | WV-OGU-1-U | Rockhouse Branch | WVOG-65-I | -81.9861 | 37.7525 | HIGHLAND MINING COMPANY | 2008-10-31 | 6.82 | 0 |  | 6.82 | 0.93 | 1.61 | 0.79 | 1.39 | 2 | 3.47 | Unimpaired - Delete | 3.2_Al | Surface | WQ | Surface_WQ_3.2_Al | Surface_WQ_3.2_Al | Fe_WQ_Al_3.2
Upper Guyandotte River | 1062 | WV1017250 | 126 | Island Creek | WV-OGU-1-U | Rockhouse Branch | WVOG-65-I | -81.9887 | 37.7526 | HIGHLAND MINING COMPANY | 2008-10-31 | 6.31 | 0 |  | 6.31 | 0.93 | 1.61 | 0.79 | 1.39 | 2 | 3.47 | Unimpaired - Delete | 3.2_Al | Surface | WQ | Surface_WQ_3.2_Al | Surface_WQ_3.2_Al | Fe_WQ_Al_3.2
Upper Guyandotte River | 1062 | WV1017250 | 127 | Island Creek | WV-OGU-1-U | Rockhouse Branch | WVOG-65-I | -81.9912 | 37.7522 | HIGHLAND MINING COMPANY | 2008-10-31 | 3.01 | 0 |  | 3.01 | 0.93 | 1.61 | 0.79 | 1.39 | 2 | 3.47 | Unimpaired - Delete | 3.2_Al | Surface | WQ | Surface_WQ_3.2_Al | Surface_WQ_3.2_Al | Fe_WQ_Al_3.2
Upper Guyandotte River | 1061 | WV1017250 | 128 | Island Creek | WV-OGU-1 | Island Creek | WVOG-65 | -81.9935 | 37.7529 | HIGHLAND MINING COMPANY | 2008-10-31 | 5.78 | 0 |  | 5.78 | 0.7 | 1.21 | 0.43 | 0.75 | 2 | 3.47 | Unimpaired - Delete | 3.2_Al | Surface | WQ | Surface_WQ_3.2_Al | Surface_WQ_3.2_Al | Fe_WQ_Al_3.2
Upper Guyandotte River | 1045 | WV1017250 | 129 | Island Creek | WV-OGU-1 | Island Creek | WVOG-65 | -81.9896 | 37.7552 | HIGHLAND MINING COMPANY | 2008-10-31 | 15.12 | 0 |  | 15.12 | 0.7 | 1.21 | 0.9 | 1.57 | 2 | 3.47 | Unimpaired - Delete | 3.2_Al | Surface | WQ | Surface_WQ_3.2_Al | Surface_WQ_3.2_Al | Fe_WQ_Al_3.2
Upper Guyandotte River | 1045 | WV1017250 | 130 | Island Creek | WV-OGU-1 | Island Creek | WVOG-65 | -81.9869 | 37.7569 | HIGHLAND MINING COMPANY | 2008-10-31 | 5.22 | 0 |  | 5.22 | 0.7 | 1.21 | 0.9 | 1.57 | 2 | 3.47 | Unimpaired - Delete | 3.2_Al | Surface | WQ | Surface_WQ_3.2_Al | Surface_WQ_3.2_Al | Fe_WQ_Al_3.2
Upper Guyandotte River | 1044 | WV1017250 | 131 | Island Creek | WV-OGU-1-Q | Middle Fork/Island Creek | WVOG-65-G | -81.9862 | 37.7573 | HIGHLAND MINING COMPANY | 2008-10-31 | 4.51 | 0 |  | 4.51 | 1.42 | 2.46 | 0.56 | 0.97 | 2 | 3.47 | Unimpaired - Delete | 3.2_Al | Surface | WQ | Surface_WQ_3.2_Al | Surface_WQ_3.2_Al | Fe_WQ_Al_3.2
Upper Guyandotte River | 1044 | WV1017250 | 132 | Island Creek | WV-OGU-1-Q | Middle Fork/Island Creek | WVOG-65-G | -81.9834 | 37.7555 | HIGHLAND MINING COMPANY | 2008-10-31 | 6.04 | 0 |  | 6.04 | 1.42 | 2.46 | 0.56 | 0.97 | 2 | 3.47 | Unimpaired - Delete | 3.2_Al | Surface | WQ | Surface_WQ_3.2_Al | Surface_WQ_3.2_Al | Fe_WQ_Al_3.2
Upper Guyandotte River | 1044 | WV1017250 | 046 | Island Creek | WV-OGU-1-Q | Middle Fork/Island Creek | WVOG-65-G | -81.9556 | 37.7271 | HIGHLAND MINING COMPANY | 2003-10-07 | 1.46 | 0 |  | 1.46 | 0.93 | 1.62 | 0.56 | 0.97 | 2 | 4 | Unimpaired - Delete | 3.2_Al | Surface | WQ | Surface_WQ_3.2_Al | Surface_WQ_3.2_Al | Fe_WQ_Al_3.2
Upper Guyandotte River | 1044 | WV1017250 | 133 | Island Creek | WV-OGU-1-Q | Middle Fork/Island Creek | WVOG-65-G | -81.9826 | 37.7537 | HIGHLAND MINING COMPANY | 2008-10-31 | 6.41 | 0 |  | 6.41 | 0.64 | 1.11 | 0.28 | 0.49 | 2 | 3.47 | Unimpaired - Delete | 0.75_Al | Surface | WQ | Surface_WQ_0.75_Al | Surface_WQ_0.75_Al | Fe_WQ_Al_.75
Upper Guyandotte River | 1044 | WV1017250 | 134 | Island Creek | WV-OGU-1-Q | Middle Fork/Island Creek | WVOG-65-G | -81.982 | 37.7501 | HIGHLAND MINING COMPANY | 2008-10-31 | 2.79 | 0 |  | 2.79 | 0.64 | 1.11 | 0.28 | 0.49 | 2 | 3.47 | Unimpaired - Delete | 0.75_Al | Surface | WQ | Surface_WQ_0.75_Al | Surface_WQ_0.75_Al | Fe_WQ_Al_.75
Upper Guyandotte River | 1044 | WV1017250 | 135 | Island Creek | WV-OGU-1-Q | Middle Fork/Island Creek | WVOG-65-G | -81.9804 | 37.7491 | HIGHLAND MINING COMPANY | 2008-10-31 | 18.13 | 0 |  | 18.13 | 0.64 | 1.11 | 0.28 | 0.49 | 2 | 3.47 | Unimpaired - Delete | 0.75_Al | Surface | WQ | Surface_WQ_0.75_Al | Surface_WQ_0.75_Al | Fe_WQ_Al_.75
Upper Guyandotte River | 1044 | WV1017250 | 136 | Island Creek | WV-OGU-1-Q | Middle Fork/Island Creek | WVOG-65-G | -81.9773 | 37.7472 | HIGHLAND MINING COMPANY | 2008-10-31 | 6.38 | 0 |  | 6.38 | 0.64 | 1.11 | 0.28 | 0.49 | 2 | 3.47 | Unimpaired - Delete | 0.75_Al | Surface | WQ | Surface_WQ_0.75_Al | Surface_WQ_0.75_Al | Fe_WQ_Al_.75
Upper Guyandotte River | 1044 | WV1017250 | 137 | Island Creek | WV-OGU-1-Q | Middle Fork/Island Creek | WVOG-65-G | -81.975 | 37.7468 | HIGHLAND MINING COMPANY | 2008-10-31 | 9.35 | 0 |  | 9.35 | 1.42 | 2.46 | 0.56 | 0.97 | 2 | 3.47 | Unimpaired - Delete | 3.2_Al | Surface | WQ | Surface_WQ_3.2_Al | Surface_WQ_3.2_Al | Fe_WQ_Al_3.2
Upper Guyandotte River | 1044 | WV1017250 | 138 | Island Creek | WV-OGU-1-Q | Middle Fork/Island Creek | WVOG-65-G | -81.9759 | 37.7437 | HIGHLAND MINING COMPANY | 2008-10-31 | 7.13 | 0 |  | 7.13 | 1.42 | 2.46 | 0.56 | 0.97 | 2 | 3.47 | Unimpaired - Delete | 3.2_Al | Surface | WQ | Surface_WQ_3.2_Al | Surface_WQ_3.2_Al | Fe_WQ_Al_3.2
Upper Guyandotte River | 1044 | WV1017250 | 139 | Island Creek | WV-OGU-1-Q | Middle Fork/Island Creek | WVOG-65-G | -81.9731 | 37.7424 | HIGHLAND MINING COMPANY | 2008-10-31 | 12.04 | 0 |  | 12.04 | 1.42 | 2.46 | 0.56 | 0.97 | 2 | 3.47 | Unimpaired - Delete | 3.2_Al | Surface | WQ | Surface_WQ_3.2_Al | Surface_WQ_3.2_Al | Fe_WQ_Al_3.2
Upper Guyandotte River | 1044 | WV1017250 | 140 | Island Creek | WV-OGU-1-Q | Middle Fork/Island Creek | WVOG-65-G | -81.9701 | 37.7401 | HIGHLAND MINING COMPANY | 2008-10-31 | 11.2 | 0 |  | 11.2 | 1.42 | 2.46 | 0.56 | 0.97 | 2 | 3.47 | Unimpaired - Delete | 3.2_Al | Surface | WQ | Surface_WQ_3.2_Al | Surface_WQ_3.2_Al | Fe_WQ_Al_3.2
Upper Guyandotte River | 1062 | WV1017250 | 141 | Island Creek | WV-OGU-1-U | Rockhouse Branch | WVOG-65-I | -81.9793 | 37.736 | HIGHLAND MINING COMPANY | 2008-10-31 | 11.53 | 0 |  | 11.53 | 0.93 | 1.61 | 0.79 | 1.39 | 2 | 3.47 | Unimpaired - Delete | 3.2_Al | Surface | WQ | Surface_WQ_3.2_Al | Surface_WQ_3.2_Al | Fe_WQ_Al_3.2
Upper Guyandotte River | 1062 | WV1017250 | 142 | Island Creek | WV-OGU-1-U | Rockhouse Branch | WVOG-65-I | -81.9806 | 37.7389 | HIGHLAND MINING COMPANY | 2008-10-31 | 2.8 | 0 |  | 2.8 | 0.93 | 1.61 | 0.79 | 1.39 | 2 | 3.47 | Unimpaired - Delete | 3.2_Al | Surface | WQ | Surface_WQ_3.2_Al | Surface_WQ_3.2_Al | Fe_WQ_Al_3.2
Upper Guyandotte River | 1044 | WV1017250 | 047 | Island Creek | WV-OGU-1-Q | Middle Fork/Island Creek | WVOG-65-G | -81.9597 | 37.7045 | HIGHLAND MINING COMPANY | 2003-10-07 | 4.47 | 0 |  | 4.47 | 0.93 | 1.62 | 0.56 | 0.97 | 0.64 | 1.11 | Unimpaired - Delete | 3.2_Al | Surface | WQ | Surface_WQ_3.2_Al | Surface_WQ_3.2_Al | Fe_WQ_Al_3.2
Upper Guyandotte River | 1062 | WV1017250 | 143 | Island Creek | WV-OGU-1-U | Rockhouse Branch | WVOG-65-I | -81.9835 | 37.7425 | HIGHLAND MINING COMPANY | 2008-10-31 | 37.89 | 111.66 |  | 149.55 | 0.93 | 1.62 | 2.44 | 4.29 | 2 | 3.47 | Unimpaired - Delete | 3.2_Al | Surface | WQ | Surface_WQ_3.2_Al | Surface_WQ_3.2_Al | Fe_WQ_Al_3.2
Upper Guyandotte River | 1062 | WV1017250 | 144 | Island Creek | WV-OGU-1-U | Rockhouse Branch | WVOG-65-I | -81.9804 | 37.7461 | HIGHLAND MINING COMPANY | 2008-10-31 | 17.86 | 0 |  | 17.86 | 0.93 | 1.61 | 0.79 | 1.38 | 2 | 3.47 | Unimpaired - Delete | 3.2_Al | Surface | WQ | Surface_WQ_3.2_Al | Surface_WQ_3.2_Al | Fe_WQ_Al_3.2
Upper Guyandotte River | 1072 | WV1017250 | 146 | Island Creek | WV-OGU-1-Y | Conley Branch | WVOG-65-L | -81.967 | 37.7129 | HIGHLAND MINING COMPANY | 2014-05-30 | 5.1 | 0 |  | 5.1 | 3 | 6 | 0.43 | 0.75 | 2 | 4 | Unimpaired - Delete | 3.2_Al | Surface | Tech | Surface_Tech_3.2_Al | Surface_Tech_3.2_Al | Fe_Tech_Al_3.2
Upper Guyandotte River | 2053 | WV1017250 | 147 | Rich Creek | WV-OGU-18 | Rich Creek | WVOG-73 | -81.9537 | 37.7112 | HIGHLAND MINING COMPANY | 2017-01-31 | 1.43 | 0 |  | 1.43 | 3 | 6 | 0.09 | 1.57 | 2 | 4 | Unimpaired - Delete | 3.2_Al | Surface | Tech | Surface_Tech_3.2_Al | Surface_Tech_3.2_Al | Fe_Tech_Al_3.2
Upper Guyandotte River | 2053 | WV1017250 | 148 | Rich Creek | WV-OGU-18 | Rich Creek | WVOG-73 | -81.9529 | 37.7093 | HIGHLAND MINING COMPANY | 2017-01-31 | 1.73 | 0 |  | 1.73 | 3 | 6 | 0.09 | 1.57 | 2 | 4 | Unimpaired - Delete | 3.2_Al | Surface | Tech | Surface_Tech_3.2_Al | Surface_Tech_3.2_Al | Fe_Tech_Al_3.2
Upper Guyandotte River | 1044 | WV1017250 | 149 | Island Creek | WV-OGU-1-Q | Middle Fork/Island Creek | WVOG-65-G | -81.9602 | 37.7068 | HIGHLAND MINING COMPANY | 2017-01-31 | 17.3 | 0 |  | 17.3 | 0.93 | 1.62 | 0.43 | 0.75 | 0.64 | 1.11 | Unimpaired - Delete | 3.2_Al | Surface | WQ | Surface_WQ_3.2_Al | Surface_WQ_3.2_Al | Fe_WQ_Al_3.2
Upper Guyandotte River | 1044 | WV1017250 | 057 | Island Creek | WV-OGU-1-Q | Middle Fork/Island Creek | WVOG-65-G | -81.9623 | 37.7083 | HIGHLAND MINING COMPANY | 2003-10-07 | 2.35 | 0 |  | 2.35 | 0.93 | 1.62 | 0.43 | 0.75 | 0.64 | 1.11 | Unimpaired - Delete | 3.2_Al | Surface | WQ | Surface_WQ_3.2_Al | Surface_WQ_3.2_Al | Fe_WQ_Al_3.2
Upper Guyandotte River | 2051 | WV1017250 | 011 | Rich Creek | WV-OGU-18 | Rich Creek | WVOG-73 | -81.9453 | 37.7218 | HIGHLAND MINING COMPANY | 2003-10-07 | 7.42 | 0 |  | 7.42 | 1.47 | 2.55 | 0.61 | 1.07 | 2 | 4 | Unimpaired - Delete | 3.2_Al | Surface | WQ | Surface_WQ_3.2_Al | Surface_WQ_3.2_Al | Fe_WQ_Al_3.2
Upper Guyandotte River | 2051 | WV1017250 | 012 | Rich Creek | WV-OGU-18 | Rich Creek | WVOG-73 | -81.9522 | 37.7186 | HIGHLAND MINING COMPANY | 2003-10-07 | 15.37 | 0 |  | 15.37 | 1.47 | 2.55 | 0.61 | 1.07 | 1.07 | 1.85 | Unimpaired - Delete | 3.2_Al | Surface | WQ | Surface_WQ_3.2_Al | Surface_WQ_3.2_Al | Fe_WQ_Al_3.2
Upper Guyandotte River | 2051 | WV1017250 | 013 | Rich Creek | WV-OGU-18 | Rich Creek | WVOG-73 | -81.9551 | 37.7206 | HIGHLAND MINING COMPANY | 2003-10-07 | 13.76 | 0 |  | 13.76 | 1.47 | 2.55 | 0.61 | 1.07 | 1.07 | 1.85 | Unimpaired - Delete | 3.2_Al | Surface | WQ | Surface_WQ_3.2_Al | Surface_WQ_3.2_Al | Fe_WQ_Al_3.2
Upper Guyandotte River | 1044 | WV1017250 | 001 | Island Creek | WV-OGU-1-Q | Middle Fork/Island Creek | WVOG-65-G | -81.96 | 37.7152 | HIGHLAND MINING COMPANY | 2003-10-07 | 36.09 | 37.01 |  | 73.1 | 0.93 | 1.62 | 0.56 | 0.97 | 0.64 | 1.11 | Unimpaired - Delete | 3.2_Al | Surface | WQ | Surface_WQ_3.2_Al | Surface_WQ_3.2_Al | Fe_WQ_Al_3.2
Upper Guyandotte River | 2053 | WV1017250 | 005 | Rich Creek | WV-OGU-18 | Rich Creek | WVOG-73 | -81.9532 | 37.7082 | HIGHLAND MINING COMPANY | 2003-10-07 | 2.89 | 0 |  | 2.89 | 3 | 6 | 0.9 | 1.57 | 2 | 4 | Unimpaired - Delete | 3.2_Al | Surface | Tech | Surface_Tech_3.2_Al | Surface_Tech_3.2_Al | Fe_Tech_Al_3.2
Upper Guyandotte River | 2053 | WV1017250 | 006 | Rich Creek | WV-OGU-18 | Rich Creek | WVOG-73 | -81.9531 | 37.7125 | HIGHLAND MINING COMPANY | 2003-10-07 | 2.85 | 0 |  | 2.85 | 3 | 6 | 0.9 | 1.57 | 2 | 4 | Unimpaired - Delete | 3.2_Al | Surface | Tech | Surface_Tech_3.2_Al | Surface_Tech_3.2_Al | Fe_Tech_Al_3.2
Upper Guyandotte River | 2053 | WV1017250 | 007 | Rich Creek | WV-OGU-18 | Rich Creek | WVOG-73 | -81.9493 | 37.715 | HIGHLAND MINING COMPANY | 2003-10-07 | 7.33 | 0 |  | 7.33 | 3 | 6 | 0.9 | 1.57 | 2 | 4 | Unimpaired - Delete | 3.2_Al | Surface | Tech | Surface_Tech_3.2_Al | Surface_Tech_3.2_Al | Fe_Tech_Al_3.2
Upper Guyandotte River | 2053 | WV1017250 | 008 | Rich Creek | WV-OGU-18 | Rich Creek | WVOG-73 | -81.9469 | 37.7192 | HIGHLAND MINING COMPANY | 2003-10-07 | 7.27 | 0 |  | 7.27 | 3 | 6 | 0.9 | 1.57 | 2 | 4 | Unimpaired - Delete | 3.2_Al | Surface | Tech | Surface_Tech_3.2_Al | Surface_Tech_3.2_Al | Fe_Tech_Al_3.2
Upper Guyandotte River | 2053 | WV1017250 | 009 | Rich Creek | WV-OGU-18 | Rich Creek | WVOG-73 | -81.9404 | 37.7235 | HIGHLAND MINING COMPANY | 2003-10-07 | 4.65 | 0 |  | 4.65 | 3 | 6 | 0.9 | 1.57 | 2 | 4 | Unimpaired - Delete | 3.2_Al | Surface | Tech | Surface_Tech_3.2_Al | Surface_Tech_3.2_Al | Fe_Tech_Al_3.2
Upper Guyandotte River | 2051 | WV1017250 | 010 | Rich Creek | WV-OGU-18 | Rich Creek | WVOG-73 | -81.9434 | 37.7248 | HIGHLAND MINING COMPANY | 2003-10-07 | 6.77 | 0 |  | 6.77 | 3 | 6 | 0.61 | 1.07 | 2 | 4 | Unimpaired - Delete | 3.2_Al | Surface | Tech | Surface_Tech_3.2_Al | Surface_Tech_3.2_Al | Fe_Tech_Al_3.2
Upper Guyandotte River | 2053 | WV1017250 | 017 | Rich Creek | WV-OGU-18 | Rich Creek | WVOG-73 | -81.9538 | 37.7037 | HIGHLAND MINING COMPANY | 2003-10-07 | 1.78 | 0 |  | 1.78 | 3 | 6 | 0.9 | 1.57 | 2 | 4 | Unimpaired - Delete | 3.2_Al | Surface | Tech | Surface_Tech_3.2_Al | Surface_Tech_3.2_Al | Fe_Tech_Al_3.2
Upper Guyandotte River | 2053 | WV1017250 | 018 | Rich Creek | WV-OGU-18 | Rich Creek | WVOG-73 | -81.9572 | 37.7029 | HIGHLAND MINING COMPANY | 2003-10-07 | 2.42 | 0 |  | 2.42 | 3 | 6 | 0.9 | 1.57 | 2 | 4 | Unimpaired - Delete | 3.2_Al | Surface | Tech | Surface_Tech_3.2_Al | Surface_Tech_3.2_Al | Fe_Tech_Al_3.2
Upper Guyandotte River | 2053 | WV1017250 | 020 | Rich Creek | WV-OGU-18 | Rich Creek | WVOG-73 | -81.9608 | 37.6998 | HIGHLAND MINING COMPANY | 2003-10-07 | 2.25 | 0 |  | 2.25 | 3 | 6 | 0.9 | 1.57 | 2 | 4 | Unimpaired - Delete | 3.2_Al | Surface | Tech | Surface_Tech_3.2_Al | Surface_Tech_3.2_Al | Fe_Tech_Al_3.2
Upper Guyandotte River | 1072 | WV1017250 | 019 | Island Creek | WV-OGU-1-Y | Conley Branch | WVOG-65-L | -81.9594 | 37.7024 | HIGHLAND MINING COMPANY | 2003-10-07 | 2.13 | 0 |  | 2.13 | 3 | 6 | 1.79 | 3.11 | 2 | 4 | Unimpaired - Delete | 3.2_Al | Surface | Tech | Surface_Tech_3.2_Al | Surface_Tech_3.2_Al | Fe_Tech_Al_3.2
Upper Guyandotte River | 1044 | WV1017250 | 002 | Island Creek | WV-OGU-1-Q | Middle Fork/Island Creek | WVOG-65-G | -81.9593 | 37.7084 | HIGHLAND MINING COMPANY | 2003-10-07 | 43.07 | 35.81 |  | 78.88 | 0.93 | 1.62 | 0.43 | 0.75 | 0.64 | 1.11 | Unimpaired - Delete | 3.2_Al | Surface | WQ | Surface_WQ_3.2_Al | Surface_WQ_3.2_Al | Fe_WQ_Al_3.2
Upper Guyandotte River | 1072 | WV1017250 | 021 | Island Creek | WV-OGU-1-Y | Conley Branch | WVOG-65-L | -81.9637 | 37.7077 | HIGHLAND MINING COMPANY | 2003-10-07 | 1.81 | 0 |  | 1.81 | 3 | 6 | 1.79 | 3.11 | 2 | 4 | Unimpaired - Delete | 3.2_Al | Surface | Tech | Surface_Tech_3.2_Al | Surface_Tech_3.2_Al | Fe_Tech_Al_3.2
Upper Guyandotte River | 1072 | WV1017250 | 024 | Island Creek | WV-OGU-1-Y | Conley Branch | WVOG-65-L | -81.9712 | 37.7182 | HIGHLAND MINING COMPANY | 2003-10-07 | 2.46 | 0 |  | 2.46 | 3 | 6 | 1.79 | 3.11 | 2 | 4 | Unimpaired - Delete | 3.2_Al | Surface | Tech | Surface_Tech_3.2_Al | Surface_Tech_3.2_Al | Fe_Tech_Al_3.2
Upper Guyandotte River | 1072 | WV1017250 | 056 | Island Creek | WV-OGU-1-Y | Conley Branch | WVOG-65-L | -81.9618 | 37.6995 | HIGHLAND MINING COMPANY | 2003-10-07 | 2.94 | 0 |  | 2.94 | 3 | 6 | 0.9 | 1.57 | 2 | 4 | Unimpaired - Delete | 3.2_Al | Surface | Tech | Surface_Tech_3.2_Al | Surface_Tech_3.2_Al | Fe_Tech_Al_3.2
Upper Guyandotte River | 1072 | WV1017250 | 058 | Island Creek | WV-OGU-1-Y | Conley Branch | WVOG-65-L | -81.9673 | 37.7145 | HIGHLAND MINING COMPANY | 2003-10-07 | 1.96 | 0 |  | 1.96 | 3 | 6 | 1.79 | 3.11 | 2 | 4 | Unimpaired - Delete | 3.2_Al | Surface | Tech | Surface_Tech_3.2_Al | Surface_Tech_3.2_Al | Fe_Tech_Al_3.2
Upper Guyandotte River | 1044 | WV1017250 | 003 | Island Creek | WV-OGU-1-Q | Middle Fork/Island Creek | WVOG-65-G | -81.9694 | 37.729 | HIGHLAND MINING COMPANY | 2003-10-07 | 119.49 | 39.18 |  | 158.67 | 0.93 | 1.62 | 0.56 | 0.97 | 0.64 | 1.11 | Unimpaired - Delete | 3.2_Al | Surface | WQ | Surface_WQ_3.2_Al | Surface_WQ_3.2_Al | Fe_WQ_Al_3.2
Upper Guyandotte River | 1044 | WV1017250 | 027 | Island Creek | WV-OGU-1-Q | Middle Fork/Island Creek | WVOG-65-G | -81.9747 | 37.7262 | HIGHLAND MINING COMPANY | 2003-10-07 | 3.62 | 0 |  | 3.62 | 0.93 | 1.62 | 0.56 | 0.97 | 2 | 4 | Unimpaired - Delete | 3.2_Al | Surface | WQ | Surface_WQ_3.2_Al | Surface_WQ_3.2_Al | Fe_WQ_Al_3.2
Upper Guyandotte River | 1044 | WV1017250 | 028 | Island Creek | WV-OGU-1-Q | Middle Fork/Island Creek | WVOG-65-G | -81.9741 | 37.73 | HIGHLAND MINING COMPANY | 2003-10-07 | 11.12 | 0 |  | 11.12 | 0.93 | 1.62 | 0.56 | 0.97 | 2 | 4 | Unimpaired - Delete | 3.2_Al | Surface | WQ | Surface_WQ_3.2_Al | Surface_WQ_3.2_Al | Fe_WQ_Al_3.2
Upper Guyandotte River | 1062 | WV1017250 | 004 | Island Creek | WV-OGU-1-U | Rockhouse Branch | WVOG-65-I | -81.984 | 37.7416 | HIGHLAND MINING COMPANY | 2003-10-07 | 212.27 | 385.42 |  | 597.69 | 0.43 | 0.74 | 3 | 5.54 | 0.23 | 0.39 | Unimpaired - Delete | 3.2_Al | Surface | WQ | Surface_WQ_3.2_Al | Surface_WQ_3.2_Al | Fe_WQ_Al_3.2
Upper Guyandotte River | 2051 | WV1017250 | 059 | Rich Creek | WV-OGU-18 | Rich Creek | WVOG-73 | -81.9545 | 37.7259 | HIGHLAND MINING COMPANY | 2005-11-07 | 1.64 | 0 |  | 1.64 | 3 | 6 | 0.61 | 1.07 | 2 | 4 | Unimpaired - Delete | 3.2_Al | Surface | Tech | Surface_Tech_3.2_Al | Surface_Tech_3.2_Al | Fe_Tech_Al_3.2
Upper Guyandotte River | 2051 | WV1017250 | 060 | Rich Creek | WV-OGU-18 | Rich Creek | WVOG-73 | -81.949 | 37.7182 | HIGHLAND MINING COMPANY | 2005-11-07 | 5.61 | 0 |  | 5.61 | 3 | 6 | 0.61 | 1.07 | 2 | 4 | Unimpaired - Delete | 3.2_Al | Surface | Tech | Surface_Tech_3.2_Al | Surface_Tech_3.2_Al | Fe_Tech_Al_3.2
Upper Guyandotte River | 2051 | WV1017250 | 061 | Rich Creek | WV-OGU-18 | Rich Creek | WVOG-73 | -81.9476 | 37.721 | HIGHLAND MINING COMPANY | 2005-11-07 | 4.57 | 0 |  | 4.57 | 3 | 6 | 0.61 | 1.07 | 2 | 4 | Unimpaired - Delete | 3.2_Al | Surface | Tech | Surface_Tech_3.2_Al | Surface_Tech_3.2_Al | Fe_Tech_Al_3.2
Upper Guyandotte River | 2051 | WV1017250 | 062 | Rich Creek | WV-OGU-18 | Rich Creek | WVOG-73 | -81.9441 | 37.7229 | HIGHLAND MINING COMPANY | 2005-11-07 | 3.62 | 0 |  | 3.62 | 3 | 6 | 0.61 | 1.07 | 2 | 4 | Unimpaired - Delete | 3.2_Al | Surface | Tech | Surface_Tech_3.2_Al | Surface_Tech_3.2_Al | Fe_Tech_Al_3.2
Upper Guyandotte River | 1044 | WV1017250 | 014 | Island Creek | WV-OGU-1-Q | Middle Fork/Island Creek | WVOG-65-G | -81.9567 | 37.7205 | HIGHLAND MINING COMPANY | 2003-10-07 | 7.02 | 0 |  | 7.02 | 0.93 | 1.62 | 0.56 | 0.97 | 2 | 4 | Unimpaired - Delete | 3.2_Al | Surface | WQ | Surface_WQ_3.2_Al | Surface_WQ_3.2_Al | Fe_WQ_Al_3.2
Upper Guyandotte River | 2051 | WV1017250 | 063 | Rich Creek | WV-OGU-18 | Rich Creek | WVOG-73 | -81.9447 | 37.7242 | HIGHLAND MINING COMPANY | 2005-11-07 | 3.08 | 0 |  | 3.08 | 3 | 6 | 0.61 | 1.07 | 2 | 4 | Unimpaired - Delete | 3.2_Al | Surface | Tech | Surface_Tech_3.2_Al | Surface_Tech_3.2_Al | Fe_Tech_Al_3.2
Upper Guyandotte River | 2053 | WV1017250 | 064 | Rich Creek | WV-OGU-18 | Rich Creek | WVOG-73 | -81.9424 | 37.7217 | HIGHLAND MINING COMPANY | 2005-11-07 | 3.27 | 0 |  | 3.27 | 3 | 6 | 0.9 | 1.57 | 2 | 4 | Unimpaired - Delete | 3.2_Al | Surface | Tech | Surface_Tech_3.2_Al | Surface_Tech_3.2_Al | Fe_Tech_Al_3.2
Upper Guyandotte River | 2053 | WV1017250 | 065 | Rich Creek | WV-OGU-18 | Rich Creek | WVOG-73 | -81.9439 | 37.7206 | HIGHLAND MINING COMPANY | 2005-11-07 | 4.79 | 0 |  | 4.79 | 3 | 6 | 0.9 | 1.57 | 2 | 4 | Unimpaired - Delete | 3.2_Al | Surface | Tech | Surface_Tech_3.2_Al | Surface_Tech_3.2_Al | Fe_Tech_Al_3.2
Upper Guyandotte River | 2053 | WV1017250 | 066 | Rich Creek | WV-OGU-18 | Rich Creek | WVOG-73 | -81.9468 | 37.7164 | HIGHLAND MINING COMPANY | 2005-11-07 | 7.02 | 0 |  | 7.02 | 3 | 6 | 0.9 | 1.57 | 2 | 4 | Unimpaired - Delete | 3.2_Al | Surface | Tech | Surface_Tech_3.2_Al | Surface_Tech_3.2_Al | Fe_Tech_Al_3.2
Upper Guyandotte River | 2053 | WV1017250 | 067 | Rich Creek | WV-OGU-18 | Rich Creek | WVOG-73 | -81.9508 | 37.7133 | HIGHLAND MINING COMPANY | 2005-11-07 | 4.35 | 0 |  | 4.35 | 3 | 6 | 0.9 | 1.57 | 2 | 4 | Unimpaired - Delete | 3.2_Al | Surface | Tech | Surface_Tech_3.2_Al | Surface_Tech_3.2_Al | Fe_Tech_Al_3.2
Upper Guyandotte River | 2053 | WV1017250 | 068 | Rich Creek | WV-OGU-18 | Rich Creek | WVOG-73 | -81.9529 | 37.7102 | HIGHLAND MINING COMPANY | 2005-11-07 | 4.65 | 0 |  | 4.65 | 3 | 6 | 0.9 | 1.57 | 2 | 4 | Unimpaired - Delete | 3.2_Al | Surface | Tech | Surface_Tech_3.2_Al | Surface_Tech_3.2_Al | Fe_Tech_Al_3.2
Upper Guyandotte River | 2053 | WV1017250 | 069 | Rich Creek | WV-OGU-18 | Rich Creek | WVOG-73 | -81.9531 | 37.7066 | HIGHLAND MINING COMPANY | 2005-11-07 | 5.62 | 0 |  | 5.62 | 3 | 6 | 0.9 | 1.57 | 2 | 4 | Unimpaired - Delete | 3.2_Al | Surface | Tech | Surface_Tech_3.2_Al | Surface_Tech_3.2_Al | Fe_Tech_Al_3.2
Upper Guyandotte River | 2053 | WV1017250 | 070 | Rich Creek | WV-OGU-18 | Rich Creek | WVOG-73 | -81.9547 | 37.7027 | HIGHLAND MINING COMPANY | 2005-11-07 | 2.7 | 0 |  | 2.7 | 3 | 6 | 0.9 | 1.57 | 2 | 4 | Unimpaired - Delete | 3.2_Al | Surface | Tech | Surface_Tech_3.2_Al | Surface_Tech_3.2_Al | Fe_Tech_Al_3.2
Upper Guyandotte River | 2053 | WV1017250 | 071 | Rich Creek | WV-OGU-18 | Rich Creek | WVOG-73 | -81.9591 | 37.6986 | HIGHLAND MINING COMPANY | 2005-11-07 | 1.24 | 0 |  | 1.24 | 3 | 6 | 0.9 | 1.57 | 2 | 4 | Unimpaired - Delete | 3.2_Al | Surface | Tech | Surface_Tech_3.2_Al | Surface_Tech_3.2_Al | Fe_Tech_Al_3.2
Upper Guyandotte River | 2053 | WV1017250 | 072 | Rich Creek | WV-OGU-18 | Rich Creek | WVOG-73 | -81.9591 | 37.6973 | HIGHLAND MINING COMPANY | 2005-11-07 | 4.14 | 0 |  | 4.14 | 3 | 6 | 0.9 | 1.57 | 2 | 4 | Unimpaired - Delete | 3.2_Al | Surface | Tech | Surface_Tech_3.2_Al | Surface_Tech_3.2_Al | Fe_Tech_Al_3.2
Upper Guyandotte River | 1044 | WV1017250 | 015 | Island Creek | WV-OGU-1-Q | Middle Fork/Island Creek | WVOG-65-G | -81.9552 | 37.7119 | HIGHLAND MINING COMPANY | 2003-10-07 | 7.27 | 0 |  | 7.27 | 0.93 | 1.62 | 0.56 | 0.97 | 2 | 4 | Unimpaired - Delete | 3.2_Al | Surface | WQ | Surface_WQ_3.2_Al | Surface_WQ_3.2_Al | Fe_WQ_Al_3.2
Upper Guyandotte River | 1072 | WV1017250 | 073 | Island Creek | WV-OGU-1-Y | Conley Branch | WVOG-65-L | -81.9613 | 37.698 | HIGHLAND MINING COMPANY | 2005-11-07 | 3.1 | 0 |  | 3.1 | 3 | 6 | 0 | 0 | 2 | 4 | Unimpaired - Delete | 3.2_Al | Surface | Tech | Surface_Tech_3.2_Al | Surface_Tech_3.2_Al | Fe_Tech_Al_3.2
Upper Guyandotte River | 1072 | WV1017250 | 074 | Island Creek | WV-OGU-1-Y | Conley Branch | WVOG-65-L | -81.9647 | 37.7069 | HIGHLAND MINING COMPANY | 2005-11-07 | 1.46 | 0 |  | 1.46 | 3 | 6 | 0 | 0 | 2 | 4 | Unimpaired - Delete | 3.2_Al | Surface | Tech | Surface_Tech_3.2_Al | Surface_Tech_3.2_Al | Fe_Tech_Al_3.2
Upper Guyandotte River | 1072 | WV1017250 | 075 | Island Creek | WV-OGU-1-Y | Conley Branch | WVOG-65-L | -81.9666 | 37.7171 | HIGHLAND MINING COMPANY | 2005-11-07 | 5.67 | 0 |  | 5.67 | 3 | 6 | 0 | 0 | 2 | 4 | Unimpaired - Delete | 3.2_Al | Surface | Tech | Surface_Tech_3.2_Al | Surface_Tech_3.2_Al | Fe_Tech_Al_3.2
Upper Guyandotte River | 1072 | WV1017250 | 076 | Island Creek | WV-OGU-1-Y | Conley Branch | WVOG-65-L | -81.9689 | 37.7181 | HIGHLAND MINING COMPANY | 2005-11-07 | 4.62 | 0 |  | 4.62 | 3 | 6 | 0 | 0 | 2 | 4 | Unimpaired - Delete | 3.2_Al | Surface | Tech | Surface_Tech_3.2_Al | Surface_Tech_3.2_Al | Fe_Tech_Al_3.2
Upper Guyandotte River | 1072 | WV1017250 | 077 | Island Creek | WV-OGU-1-Y | Conley Branch | WVOG-65-L | -81.9734 | 37.7187 | HIGHLAND MINING COMPANY | 2005-11-07 | 1.92 | 0 |  | 1.92 | 3 | 6 | 0 | 0 | 2 | 4 | Unimpaired - Delete | 3.2_Al | Surface | Tech | Surface_Tech_3.2_Al | Surface_Tech_3.2_Al | Fe_Tech_Al_3.2
Upper Guyandotte River | 1072 | WV1017250 | 080 | Island Creek | WV-OGU-1-Y | Conley Branch | WVOG-65-L | -81.9817 | 37.7182 | HIGHLAND MINING COMPANY | 2005-11-07 | 7.24 | 0 |  | 7.24 | 3 | 6 | 0.9 | 1.57 | 2 | 4 | Unimpaired - Delete | 3.2_Al | Surface | Tech | Surface_Tech_3.2_Al | Surface_Tech_3.2_Al | Fe_Tech_Al_3.2
Upper Guyandotte River | 1044 | WV1017250 | 022 | Island Creek | WV-OGU-1-Q | Middle Fork/Island Creek | WVOG-65-G | -81.9648 | 37.7146 | HIGHLAND MINING COMPANY | 2003-10-07 | 3.62 | 0 |  | 3.62 | 0.93 | 1.62 | 0.56 | 0.97 | 2 | 4 | Unimpaired - Delete | 3.2_Al | Surface | WQ | Surface_WQ_3.2_Al | Surface_WQ_3.2_Al | Fe_WQ_Al_3.2
Upper Guyandotte River | 1062 | WV1017250 | 099 | Island Creek | WV-OGU-1-U | Rockhouse Branch | WVOG-65-I | -81.9826 | 37.733 | HIGHLAND MINING COMPANY | 2005-11-07 | 22.15 | 0 |  | 22.15 | 3 | 6 | 0 | 0 | 2 | 4 | Unimpaired - Delete | 3.2_Al | Surface | Tech | Surface_Tech_3.2_Al | Surface_Tech_3.2_Al | Fe_Tech_Al_3.2
Upper Guyandotte River | 1044 | WV1017250 | 100 | Island Creek | WV-OGU-1-Q | Middle Fork/Island Creek | WVOG-65-G | -81.9685 | 37.7365 | HIGHLAND MINING COMPANY | 2005-11-07 | 1.41 | 0 |  | 1.41 | 3 | 6 | 0 | 0 | 2 | 4 | Unimpaired - Delete | 3.2_Al | Surface | Tech | Surface_Tech_3.2_Al | Surface_Tech_3.2_Al | Fe_Tech_Al_3.2
Upper Guyandotte River | 1044 | WV1017250 | 101 | Island Creek | WV-OGU-1-Q | Middle Fork/Island Creek | WVOG-65-G | -81.9676 | 37.7356 | HIGHLAND MINING COMPANY | 2005-11-07 | 3.42 | 0 |  | 3.42 | 3 | 6 | 0 | 0 | 2 | 4 | Unimpaired - Delete | 3.2_Al | Surface | Tech | Surface_Tech_3.2_Al | Surface_Tech_3.2_Al | Fe_Tech_Al_3.2
Upper Guyandotte River | 1044 | WV1017250 | 102 | Island Creek | WV-OGU-1-Q | Middle Fork/Island Creek | WVOG-65-G | -81.9691 | 37.7344 | HIGHLAND MINING COMPANY | 2005-11-07 | 5.7 | 0 |  | 5.7 | 3 | 6 | 0 | 0 | 2 | 4 | Unimpaired - Delete | 3.2_Al | Surface | Tech | Surface_Tech_3.2_Al | Surface_Tech_3.2_Al | Fe_Tech_Al_3.2
Upper Guyandotte River | 4055 | WV1018493 | 001 | Big Branch | WV-OGU-97-C | UNT/Big Branch RM 1.54 | WVOG-120-C | -81.5795 | 37.5703 | KEPLER PROCESSING COMPANY, LLC | 1997-02-04 | 48 | 27.6 |  | 75.6 | 1.42 | 2.46 | 0.86 | 1.5 | 2 | 3.47 | Unimpaired - Delete | 3.2_Al | Surface | WQ | Surface_WQ_3.2_Al | Surface_WQ_3.2_Al | Fe_WQ_Al_3.2
Upper Guyandotte River | 5013 | WV1018523 | 001 | Guyandotte River (Upper) | WV-OGU | Guyandotte River (upper) | WVOG-up | -81.453 | 37.5693 | RIVERSIDE ENERGY COMPANY, LLC | 1997-03-24 | 3.64 | 7.22 | 0.1 | 10.86 | 1.42 | 2.46 | 0 | 0 | 0 | 0 | Unimpaired - Delete | 3.2_Al | DMR and Landuse | WQ | DMR and Landuse_WQ_3.2_Al | DMR and Landuse_WQ_3.2_Al | Fe_WQ_Al_3.2
Upper Guyandotte River | 5005 | WV1018523 | 003 | Cabin Creek | WV-OGU-118 | Cabin Creek | WVOG-127 | -81.4629 | 37.5743 | RIVERSIDE ENERGY COMPANY, LLC | 2001-08-07 | 3.48 | 7.76 | 0.02 | 11.24 | 3 | 5.26 | 1.8 | 3.15 | 2 | 3.47 | Unimpaired - Delete | 3.2_Al | DMR and Landuse | Tech | DMR and Landuse_Tech_3.2_Al | DMR and Landuse_Tech_3.2_Al | Fe_Tech_Al_3.2
Upper Guyandotte River | 5005 | WV1018523 | 004 | Cabin Creek | WV-OGU-118 | Cabin Creek | WVOG-127 | -81.4618 | 37.5776 | RIVERSIDE ENERGY COMPANY, LLC | 2012-11-28 | 0.02 | 0.1 | 0.01 | 0.12 | 1.42 | 2.46 | 3 | 5.26 | 2 | 3.47 | Unimpaired - Delete | 3.2_Al | DMR | WQ | DMR_WQ_3.2_Al | DMR_WQ_3.2_Al | DMR Only
Upper Guyandotte River | 5019 | WV1018566 | 001 | Guyandotte River (Upper) | WV-OGU-124 | Still Run | WVOG-130 | -81.4276 | 37.6029 | RIVERSIDE ENERGY COMPANY, LLC | 1997-07-25 | 2.48 | 28.5 | 0.1 | 30.98 | 3 | 5.26 | 0 | 0 | 0 | 0 | Unimpaired - Delete | 3.2_Al | DMR and Landuse | Tech | DMR and Landuse_Tech_3.2_Al | DMR and Landuse_Tech_3.2_Al | Fe_Tech_Al_3.2
Upper Guyandotte River | 5019 | WV1018621 | 001 | Guyandotte River (Upper) | WV-OGU-124 | Still Run | WVOG-130 | -81.4159 | 37.6126 | BROOKS RUN SOUTH MINING, LLC | 1998-09-18 | 2.28 | 9.28 | 0.01 | 11.56 | 3 | 5.26 | 0.43 | 0.75 | 0 | 0 | Unimpaired - Delete | 3.2_Al | DMR and Landuse | Tech | DMR and Landuse_Tech_3.2_Al | DMR and Landuse_Tech_3.2_Al | Fe_Tech_Al_3.2
Upper Guyandotte River | 2103 | WV1018728 | 001 | Huff Creek | WV-OGU-28 | Huff Creek | WVOG-76 | -81.7283 | 37.7331 | GREENBRIER MINERALS, LLC | 1999-07-07 | 0.38 | 0 | 0.05 | 0.38 | 1.42 | 2.46 | 1 | 1.74 | 2 | 3.47 | Unimpaired - Delete | 3.2_Al | DMR | WQ | DMR_WQ_3.2_Al | DMR_WQ_3.2_Al | DMR Only
Upper Guyandotte River | 2103 | WV1018728 | 005 | Huff Creek | WV-OGU-28 | Huff Creek | WVOG-76 | -81.728 | 37.733 | GREENBRIER MINERALS, LLC | 2010-07-26 | 18 | 0 |  | 18 | 1.42 | 2.46 | 3 | 6 | 1 | 1.73 | Unimpaired - Delete | 3.2_Al | Surface | WQ | Surface_WQ_3.2_Al | Surface_WQ_3.2_Al | Fe_WQ_Al_3.2
Upper Guyandotte River | 2101 | WV1018728 | 006 | Huff Creek | WV-OGU-28-Q | Toney Fork | WVOG-76-L | -81.726 | 37.736 | GREENBRIER MINERALS, LLC | 2010-07-26 | 4.7 | 50.2 |  | 54.9 | 0.95 | 1.64 | 3 | 6 | 1 | 1.73 | Unimpaired - Delete | 3.2_Al | Surface | WQ | Surface_WQ_3.2_Al | Surface_WQ_3.2_Al | Fe_WQ_Al_3.2
Upper Guyandotte River | 4097 | WV1018736 | 009 | Pinnacle Creek | WV-OGU-108-Z-1 | Payne Branch | WVOG-124-J-1 | -81.4327 | 37.4903 | BLUESTONE COAL CORPORATION | 2001-01-31 | 8.27 | 0 |  | 8.27 | 2.43 | 4.21 | 0.43 | 0.75 | 2 | 3.47 | Unimpaired - Delete | 3.2_Al | Surface | Tech | Surface_Tech_3.2_Al | Surface_Tech_3.2_Al | Fe_Tech_Al_3.2
Upper Guyandotte River | 4096 | WV1018736 | 010 | Pinnacle Creek | WV-OGU-108-Z | White Oak Branch | WVOG-124-J | -81.4284 | 37.4892 | BLUESTONE COAL CORPORATION | 2001-01-31 | 17.35 | 0 |  | 17.35 | 2.43 | 4.21 | 0.43 | 0.75 | 2 | 3.47 | Unimpaired - Delete | 3.2_Al | Surface | Tech | Surface_Tech_3.2_Al | Surface_Tech_3.2_Al | Fe_Tech_Al_3.2
Upper Guyandotte River | 4095 | WV1018736 | 011 | Pinnacle Creek | WV-OGU-108 | Pinnacle Creek | WVOG-124 | -81.4329 | 37.5 | BLUESTONE COAL CORPORATION | 2001-01-31 | 16.37 | 0 |  | 16.37 | 2.43 | 4.21 | 0.43 | 0.75 | 2 | 3.47 | Unimpaired - Delete | 3.2_Al | Surface | Tech | Surface_Tech_3.2_Al | Surface_Tech_3.2_Al | Fe_Tech_Al_3.2
Upper Guyandotte River | 4095 | WV1018736 | 012 | Pinnacle Creek | WV-OGU-108 | Pinnacle Creek | WVOG-124 | -81.4346 | 37.4979 | BLUESTONE COAL CORPORATION | 2001-01-31 | 14.32 | 0 |  | 14.32 | 2.43 | 4.21 | 0.43 | 0.75 | 2 | 3.47 | Unimpaired - Delete | 3.2_Al | Surface | Tech | Surface_Tech_3.2_Al | Surface_Tech_3.2_Al | Fe_Tech_Al_3.2
Upper Guyandotte River | 4095 | WV1018736 | 013 | Pinnacle Creek | WV-OGU-108 | Pinnacle Creek | WVOG-124 | -81.4452 | 37.5007 | BLUESTONE COAL CORPORATION | 2001-01-31 | 27.96 | 0 |  | 27.96 | 2.43 | 4.21 | 0.43 | 0.75 | 2 | 3.47 | Unimpaired - Delete | 3.2_Al | Surface | Tech | Surface_Tech_3.2_Al | Surface_Tech_3.2_Al | Fe_Tech_Al_3.2
Upper Guyandotte River | 4099 | WV1018736 | 001 | Pinnacle Creek | WV-OGU-108-Z-1 | Payne Branch | WVOG-124-J-1 | -81.4493 | 37.4914 | BLUESTONE COAL CORPORATION | 2001-01-31 | 185.5 | 13.5 |  | 199 | 1.42 | 2.46 | 0.43 | 0.75 | 2 | 3.47 | Unimpaired - Delete | 3.2_Al | Surface | WQ | Surface_WQ_3.2_Al | Surface_WQ_3.2_Al | Fe_WQ_Al_3.2
Upper Guyandotte River | 4095 | WV1018736 | 014 | Pinnacle Creek | WV-OGU-108 | Pinnacle Creek | WVOG-124 | -81.4287 | 37.4942 | BLUESTONE COAL CORPORATION | 2006-06-30 | 12.8 | 61.6 |  | 74.4 | 1.42 | 2.46 | 0.43 | 0.75 | 2 | 3.47 | Unimpaired - Delete | 3.2_Al | Surface | WQ | Surface_WQ_3.2_Al | Surface_WQ_3.2_Al | Fe_WQ_Al_3.2
Upper Guyandotte River | 4097 | WV1018736 | 002 | Pinnacle Creek | WV-OGU-108-Z-1 | Payne Branch | WVOG-124-J-1 | -81.4442 | 37.4904 | BLUESTONE COAL CORPORATION | 2001-01-31 | 15.48 | 38.55 |  | 54.03 | 1.42 | 2.46 | 0.43 | 0.75 | 2 | 3.47 | Unimpaired - Delete | 3.2_Al | Surface | WQ | Surface_WQ_3.2_Al | Surface_WQ_3.2_Al | Fe_WQ_Al_3.2
Upper Guyandotte River | 4097 | WV1018736 | 003 | Pinnacle Creek | WV-OGU-108-Z-1 | Payne Branch | WVOG-124-J-1 | -81.438 | 37.4904 | BLUESTONE COAL CORPORATION | 2001-01-31 | 16.72 | 50.42 |  | 67.14 | 1.42 | 2.46 | 0.43 | 0.75 | 2 | 3.47 | Unimpaired - Delete | 3.2_Al | Surface | WQ | Surface_WQ_3.2_Al | Surface_WQ_3.2_Al | Fe_WQ_Al_3.2
Upper Guyandotte River | 4095 | WV1018736 | 004 | Pinnacle Creek | WV-OGU-108 | Pinnacle Creek | WVOG-124 | -81.4315 | 37.4959 | BLUESTONE COAL CORPORATION | 2001-01-31 | 10.6 | 40.55 |  | 51.15 | 1.42 | 2.46 | 0.43 | 0.75 | 2 | 3.47 | Unimpaired - Delete | 3.2_Al | Surface | WQ | Surface_WQ_3.2_Al | Surface_WQ_3.2_Al | Fe_WQ_Al_3.2
Upper Guyandotte River | 4095 | WV1018736 | 005 | Pinnacle Creek | WV-OGU-108 | Pinnacle Creek | WVOG-124 | -81.4396 | 37.4988 | BLUESTONE COAL CORPORATION | 2001-01-31 | 33.45 | 60.67 |  | 94.12 | 1.42 | 2.46 | 0.43 | 0.75 | 2 | 3.47 | Unimpaired - Delete | 3.2_Al | Surface | WQ | Surface_WQ_3.2_Al | Surface_WQ_3.2_Al | Fe_WQ_Al_3.2
Upper Guyandotte River | 4095 | WV1018736 | 006 | Pinnacle Creek | WV-OGU-108 | Pinnacle Creek | WVOG-124 | -81.4455 | 37.5022 | BLUESTONE COAL CORPORATION | 2001-01-31 | 21.8 | 102.12 |  | 123.92 | 1.42 | 2.46 | 0.43 | 0.75 | 2 | 3.47 | Unimpaired - Delete | 3.2_Al | Surface | WQ | Surface_WQ_3.2_Al | Surface_WQ_3.2_Al | Fe_WQ_Al_3.2
Upper Guyandotte River | 4097 | WV1018736 | 007 | Pinnacle Creek | WV-OGU-108-Z-1 | Payne Branch | WVOG-124-J-1 | -81.4474 | 37.4916 | BLUESTONE COAL CORPORATION | 2001-01-31 | 14.33 | 0 |  | 14.33 | 2.43 | 4.21 | 0.43 | 0.75 | 2 | 3.47 | Unimpaired - Delete | 3.2_Al | Surface | Tech | Surface_Tech_3.2_Al | Surface_Tech_3.2_Al | Fe_Tech_Al_3.2
Upper Guyandotte River | 4097 | WV1018736 | 008 | Pinnacle Creek | WV-OGU-108-Z-1 | Payne Branch | WVOG-124-J-1 | -81.4405 | 37.4907 | BLUESTONE COAL CORPORATION | 2001-01-31 | 12.45 | 0 |  | 12.45 | 2.43 | 4.21 | 0.43 | 0.75 | 2 | 3.47 | Unimpaired - Delete | 3.2_Al | Surface | Tech | Surface_Tech_3.2_Al | Surface_Tech_3.2_Al | Fe_Tech_Al_3.2
Upper Guyandotte River | 4105 | WV1018779 | 009 | Pinnacle Creek | WV-OGU-108-AJ | Little Pinnacle Creek | WVOG-124-P | -81.38 | 37.4628 | BLUESTONE COAL CORPORATION | 2000-03-29 | 26.73 | 0 |  | 26.73 | 2.73 | 4.73 | 0.43 | 0.75 | 2 | 3.47 | Unimpaired - Delete | 3.2_Al | Surface | Tech | Surface_Tech_3.2_Al | Surface_Tech_3.2_Al | Fe_Tech_Al_3.2
Upper Guyandotte River | 4105 | WV1018779 | 010 | Pinnacle Creek | WV-OGU-108-AJ | Little Pinnacle Creek | WVOG-124-P | -81.379 | 37.4669 | BLUESTONE COAL CORPORATION | 2000-03-29 | 6.6 | 5.16 |  | 11.76 | 2.73 | 4.73 | 0.43 | 0.75 | 2 | 3.47 | Unimpaired - Delete | 3.2_Al | Surface | Tech | Surface_Tech_3.2_Al | Surface_Tech_3.2_Al | Fe_Tech_Al_3.2
Upper Guyandotte River | 4106 | WV1018779 | 011 | Pinnacle Creek | WV-OGU-108 | Pinnacle Creek | WVOG-124 | -81.3772 | 37.466 | BLUESTONE COAL CORPORATION | 2000-03-29 | 10.94 | 3.15 |  | 14.09 | 0.95 | 1.64 | 0.08 | 0.14 | 2 | 3.47 | Unimpaired - Delete | 0.75_Al | Surface | 1.0 in Trout | Surface_1.0 in Trout_0.75_Al | Surface_1.0 in Trout_0.75_Al | Fe_Trout_Al_.75
Upper Guyandotte River | 4105 | WV1018779 | 012 | Pinnacle Creek | WV-OGU-108-AJ | Little Pinnacle Creek | WVOG-124-P | -81.3787 | 37.449 | BLUESTONE COAL CORPORATION | 2000-03-29 | 7.69 | 0 |  | 7.69 | 2.73 | 4.73 | 0.43 | 0.75 | 2 | 3.47 | Unimpaired - Delete | 3.2_Al | Surface | Tech | Surface_Tech_3.2_Al | Surface_Tech_3.2_Al | Fe_Tech_Al_3.2
Upper Guyandotte River | 4106 | WV1018779 | 001 | Pinnacle Creek | WV-OGU-108 | Pinnacle Creek | WVOG-124 | -81.3736 | 37.4652 | BLUESTONE COAL CORPORATION | 2000-03-29 | 70.24 | 69.73 |  | 139.97 | 0.95 | 1.64 | 0.08 | 0.14 | 1 | 1 | Unimpaired - Delete | 0.75_Al | Surface | 1.0 in Trout | Surface_1.0 in Trout_0.75_Al | Surface_1.0 in Trout_0.75_Al | Fe_Trout_Al_.75
Upper Guyandotte River | 4107 | WV1018779 | 014 | Pinnacle Creek | WV-OGU-108 | Pinnacle Creek | WVOG-124 | -81.3661 | 37.4458 | BLUESTONE COAL CORPORATION | 2011-05-03 | 5.14 | 0.11 |  | 5.25 | 0.95 | 1.64 | 3 | 6 | 2 | 3.47 | Unimpaired - Delete | 3.2_Al | Surface | 1.0 in Trout | Surface_1.0 in Trout_3.2_Al | Surface_1.0 in Trout_3.2_Al | Fe_Trout_Al_3.2
Upper Guyandotte River | 4107 | WV1018779 | 015 | Pinnacle Creek | WV-OGU-108 | Pinnacle Creek | WVOG-124 | -81.3631 | 37.4436 | BLUESTONE COAL CORPORATION | 2011-05-03 | 6.25 | 0 |  | 6.25 | 0.95 | 1.64 | 3 | 6 | 2 | 3.47 | Unimpaired - Delete | 3.2_Al | Surface | 1.0 in Trout | Surface_1.0 in Trout_3.2_Al | Surface_1.0 in Trout_3.2_Al | Fe_Trout_Al_3.2
Upper Guyandotte River | 4105 | WV1018779 | 016 | Pinnacle Creek | WV-OGU-108-AJ | Little Pinnacle Creek | WVOG-124-P | -81.3647 | 37.4431 | BLUESTONE COAL CORPORATION | 2011-05-03 | 4.96 | 0 |  | 4.96 | 0.95 | 1.64 | 0.75 | 1.3 | 2 | 3.47 | Unimpaired - Delete | 3.2_Al | Surface | WQ | Surface_WQ_3.2_Al | Surface_WQ_3.2_Al | Fe_WQ_Al_3.2
Upper Guyandotte River | 4105 | WV1018779 | 017 | Pinnacle Creek | WV-OGU-108-AJ | Little Pinnacle Creek | WVOG-124-P | -81.3667 | 37.4437 | BLUESTONE COAL CORPORATION | 2011-05-03 | 3.83 | 0 |  | 3.83 | 0.95 | 1.64 | 0.75 | 1.3 | 2 | 3.47 | Unimpaired - Delete | 3.2_Al | Surface | WQ | Surface_WQ_3.2_Al | Surface_WQ_3.2_Al | Fe_WQ_Al_3.2
Upper Guyandotte River | 4105 | WV1018779 | 018 | Pinnacle Creek | WV-OGU-108-AJ | Little Pinnacle Creek | WVOG-124-P | -81.3682 | 37.4445 | BLUESTONE COAL CORPORATION | 2011-05-03 | 4.67 | 0 |  | 4.67 | 0.95 | 1.64 | 0.75 | 1.3 | 2 | 3.47 | Unimpaired - Delete | 3.2_Al | Surface | WQ | Surface_WQ_3.2_Al | Surface_WQ_3.2_Al | Fe_WQ_Al_3.2
Upper Guyandotte River | 4105 | WV1018779 | 019 | Pinnacle Creek | WV-OGU-108-AJ | Little Pinnacle Creek | WVOG-124-P | -81.3697 | 37.445 | BLUESTONE COAL CORPORATION | 2011-05-03 | 4.31 | 0 |  | 4.31 | 0.95 | 1.64 | 0.75 | 1.3 | 2 | 3.47 | Unimpaired - Delete | 3.2_Al | Surface | WQ | Surface_WQ_3.2_Al | Surface_WQ_3.2_Al | Fe_WQ_Al_3.2
Upper Guyandotte River | 4105 | WV1018779 | 020 | Pinnacle Creek | WV-OGU-108-AJ | Little Pinnacle Creek | WVOG-124-P | -81.3713 | 37.4459 | BLUESTONE COAL CORPORATION | 2011-05-03 | 5.66 | 0 |  | 5.66 | 0.95 | 1.64 | 0.75 | 1.3 | 2 | 3.47 | Unimpaired - Delete | 3.2_Al | Surface | WQ | Surface_WQ_3.2_Al | Surface_WQ_3.2_Al | Fe_WQ_Al_3.2
Upper Guyandotte River | 4105 | WV1018779 | 021 | Pinnacle Creek | WV-OGU-108-AJ | Little Pinnacle Creek | WVOG-124-P | -81.373 | 37.4471 | BLUESTONE COAL CORPORATION | 2011-05-03 | 15.79 | 0 |  | 15.79 | 0.95 | 1.64 | 0.75 | 1.3 | 2 | 3.47 | Unimpaired - Delete | 3.2_Al | Surface | WQ | Surface_WQ_3.2_Al | Surface_WQ_3.2_Al | Fe_WQ_Al_3.2
Upper Guyandotte River | 4105 | WV1018779 | 022 | Pinnacle Creek | WV-OGU-108-AJ | Little Pinnacle Creek | WVOG-124-P | -81.3765 | 37.4507 | BLUESTONE COAL CORPORATION | 2011-05-03 | 9.06 | 0 |  | 9.06 | 0.95 | 1.64 | 0.75 | 1.3 | 2 | 3.47 | Unimpaired - Delete | 3.2_Al | Surface | WQ | Surface_WQ_3.2_Al | Surface_WQ_3.2_Al | Fe_WQ_Al_3.2
Upper Guyandotte River | 4105 | WV1018779 | 023 | Pinnacle Creek | WV-OGU-108-AJ | Little Pinnacle Creek | WVOG-124-P | -81.3773 | 37.453 | BLUESTONE COAL CORPORATION | 2011-05-03 | 4.67 | 0 |  | 4.67 | 0.95 | 1.64 | 0.75 | 1.3 | 2 | 3.47 | Unimpaired - Delete | 3.2_Al | Surface | WQ | Surface_WQ_3.2_Al | Surface_WQ_3.2_Al | Fe_WQ_Al_3.2
Upper Guyandotte River | 4105 | WV1018779 | 003 | Pinnacle Creek | WV-OGU-108-AJ | Little Pinnacle Creek | WVOG-124-P | -81.373 | 37.4451 | BLUESTONE COAL CORPORATION | 2000-03-29 | 21.49 | 174.6 |  | 196.09 | 0.95 | 1.64 | 0.08 | 0.14 | 2 | 3.47 | Unimpaired - Delete | 0.75_Al | Surface | WQ | Surface_WQ_0.75_Al | Surface_WQ_0.75_Al | Fe_WQ_Al_.75
Upper Guyandotte River | 4106 | WV1018779 | 004 | Pinnacle Creek | WV-OGU-108 | Pinnacle Creek | WVOG-124 | -81.3713 | 37.4599 | BLUESTONE COAL CORPORATION | 2000-03-29 | 38.38 | 0 |  | 38.38 | 2.73 | 4.73 | 0.43 | 0.75 | 2 | 3.47 | Unimpaired - Delete | 3.2_Al | Surface | Tech | Surface_Tech_3.2_Al | Surface_Tech_3.2_Al | Fe_Tech_Al_3.2
Upper Guyandotte River | 4107 | WV1018779 | 005 | Pinnacle Creek | WV-OGU-108 | Pinnacle Creek | WVOG-124 | -81.3702 | 37.4536 | BLUESTONE COAL CORPORATION | 2000-03-29 | 31.36 | 0 |  | 31.36 | 0.95 | 1.64 | 0.08 | 0.14 | 2 | 3.47 | Unimpaired - Delete | 0.75_Al | Surface | 1.0 in Trout | Surface_1.0 in Trout_0.75_Al | Surface_1.0 in Trout_0.75_Al | Fe_Trout_Al_.75
Upper Guyandotte River | 4107 | WV1018779 | 006 | Pinnacle Creek | WV-OGU-108 | Pinnacle Creek | WVOG-124 | -81.3681 | 37.4483 | BLUESTONE COAL CORPORATION | 2000-03-29 | 7.69 | 0 |  | 7.69 | 0.95 | 1.64 | 0.08 | 0.14 | 2 | 3.47 | Unimpaired - Delete | 0.75_Al | Surface | 1.0 in Trout | Surface_1.0 in Trout_0.75_Al | Surface_1.0 in Trout_0.75_Al | Fe_Trout_Al_.75
Upper Guyandotte River | 4105 | WV1018779 | 007 | Pinnacle Creek | WV-OGU-108-AJ | Little Pinnacle Creek | WVOG-124-P | -81.375 | 37.4495 | BLUESTONE COAL CORPORATION | 2000-03-29 | 22.7 | 0 |  | 22.7 | 2.73 | 4.73 | 0.43 | 0.75 | 2 | 3.47 | Unimpaired - Delete | 3.2_Al | Surface | Tech | Surface_Tech_3.2_Al | Surface_Tech_3.2_Al | Fe_Tech_Al_3.2
Upper Guyandotte River | 4105 | WV1018779 | 008 | Pinnacle Creek | WV-OGU-108-AJ | Little Pinnacle Creek | WVOG-124-P | -81.378 | 37.4566 | BLUESTONE COAL CORPORATION | 2000-03-29 | 46.5 | 0 |  | 46.5 | 2.73 | 4.73 | 0.43 | 0.75 | 2 | 3.47 | Unimpaired - Delete | 3.2_Al | Surface | Tech | Surface_Tech_3.2_Al | Surface_Tech_3.2_Al | Fe_Tech_Al_3.2
Upper Guyandotte River | 4104 | WV1018787 | 001 | Pinnacle Creek | WV-OGU-108 | Pinnacle Creek | WVOG-124 | -81.3788 | 37.4824 | KENTUCKY FUEL CORPORATION | 2000-01-14 | 1.24 | 126.68 | 0.001 | 127.92 | 2.73 | 4.73 | 0.43 | 0.75 | 2 | 3.74 | Unimpaired - Delete | 3.2_Al | DMR and Landuse | Tech | DMR and Landuse_Tech_3.2_Al | DMR and Landuse_Tech_3.2_Al | Fe_Tech_Al_3.2
Upper Guyandotte River | 4104 | WV1018787 | 002 | Pinnacle Creek | WV-OGU-108 | Pinnacle Creek | WVOG-124 | -81.3798 | 37.4847 | KENTUCKY FUEL CORPORATION | 2000-01-14 | 10.8 | 175.98 | 0.01 | 186.78 | 1.42 | 2.46 | 0.43 | 0.75 | 2 | 3.47 | Unimpaired - Delete | 3.2_Al | DMR and Landuse | WQ | DMR and Landuse_WQ_3.2_Al | DMR and Landuse_WQ_3.2_Al | Fe_WQ_Al_3.2
Upper Guyandotte River | 4104 | WV1018787 | 003 | Pinnacle Creek | WV-OGU-108 | Pinnacle Creek | WVOG-124 | -81.3796 | 37.4784 | KENTUCKY FUEL CORPORATION | 2000-01-14 | 5.39 | 2.76 |  | 8.15 | 2.73 | 4.73 | 0.43 | 0.75 | 2 | 3.47 | Unimpaired - Delete | 3.2_Al | Surface | Tech | Surface_Tech_3.2_Al | Surface_Tech_3.2_Al | Fe_Tech_Al_3.2
Upper Guyandotte River | 2100 | WV1018825 | 010 | Huff Creek | WV-OGU-28 | Huff Creek | WVOG-76 | -81.7318 | 37.7407 | JMAC LEASING INC | 1999-11-24 | 4.51 | 0 |  | 4.51 | 3 | 5.26 | 0.43 | 0.75 | 2 | 3.47 | Unimpaired - Delete | 3.2_Al | Surface | Tech | Surface_Tech_3.2_Al | Surface_Tech_3.2_Al | Fe_Tech_Al_3.2
Upper Guyandotte River | 2100 | WV1018825 | 011 | Huff Creek | WV-OGU-28 | Huff Creek | WVOG-76 | -81.7367 | 37.7397 | JMAC LEASING INC | 1999-11-24 | 4.92 | 0 |  | 4.92 | 3 | 5.26 | 0.43 | 0.75 | 2 | 3.47 | Unimpaired - Delete | 3.2_Al | Surface | Tech | Surface_Tech_3.2_Al | Surface_Tech_3.2_Al | Fe_Tech_Al_3.2
Upper Guyandotte River | 2100 | WV1018825 | 013 | Huff Creek | WV-OGU-28 | Huff Creek | WVOG-76 | -81.7401 | 37.7435 | JMAC LEASING INC | 1999-11-24 | 7.8 | 0 |  | 7.8 | 3 | 5.26 | 0.43 | 0.75 | 2 | 3.47 | Unimpaired - Delete | 3.2_Al | Surface | Tech | Surface_Tech_3.2_Al | Surface_Tech_3.2_Al | Fe_Tech_Al_3.2
Upper Guyandotte River | 2100 | WV1018825 | 014 | Huff Creek | WV-OGU-28 | Huff Creek | WVOG-76 | -81.7416 | 37.7438 | JMAC LEASING INC | 1999-11-24 | 3.51 | 0 |  | 3.51 | 3 | 5.26 | 0.43 | 0.75 | 2 | 3.47 | Unimpaired - Delete | 3.2_Al | Surface | Tech | Surface_Tech_3.2_Al | Surface_Tech_3.2_Al | Fe_Tech_Al_3.2
Upper Guyandotte River | 2099 | WV1018825 | 015 | Huff Creek | WV-OGU-28-N | Beech Branch | WVOG-76-K | -81.735 | 37.7528 | JMAC LEASING INC | 1999-11-24 | 31.2 | 42.75 |  | 73.95 | 0.7 | 1.21 | 0.43 | 0.75 | 2 | 3.47 | Unimpaired - Delete | 3.2_Al | Surface | WQ | Surface_WQ_3.2_Al | Surface_WQ_3.2_Al | Fe_WQ_Al_3.2
Upper Guyandotte River | 2099 | WV1018825 | 021 | Huff Creek | WV-OGU-28-N | Beech Branch | WVOG-76-K | -81.7348 | 37.7523 | JMAC LEASING INC | 2005-03-11 | 25.14 | 52.69 |  | 77.83 | 0.7 | 1.21 | 0.43 | 0.75 | 2 | 3.47 | Unimpaired - Delete | 3.2_Al | Surface | WQ | Surface_WQ_3.2_Al | Surface_WQ_3.2_Al | Fe_WQ_Al_3.2
Upper Guyandotte River | 2099 | WV1018825 | 022 | Huff Creek | WV-OGU-28-N | Beech Branch | WVOG-76-K | -81.7336 | 37.755 | JMAC LEASING INC | 2005-03-11 | 16.07 | 21.48 |  | 37.55 | 0.7 | 1.21 | 0.43 | 0.75 | 2 | 3.47 | Unimpaired - Delete | 3.2_Al | Surface | WQ | Surface_WQ_3.2_Al | Surface_WQ_3.2_Al | Fe_WQ_Al_3.2
Upper Guyandotte River | 2099 | WV1018825 | 023 | Huff Creek | WV-OGU-28-N | Beech Branch | WVOG-76-K | -81.7315 | 37.7521 | JMAC LEASING INC | 2005-03-11 | 22.02 | 35.62 |  | 57.64 | 0.7 | 1.21 | 0.43 | 0.75 | 2 | 3.47 | Unimpaired - Delete | 3.2_Al | Surface | WQ | Surface_WQ_3.2_Al | Surface_WQ_3.2_Al | Fe_WQ_Al_3.2
Upper Guyandotte River | 2101 | WV1018825 | 003 | Huff Creek | WV-OGU-28-Q | Toney Fork | WVOG-76-L | -81.7216 | 37.7489 | JMAC LEASING INC | 1999-11-24 | 11.02 | 6.68 |  | 17.7 | 1.97 | 3.42 | 0.43 | 0.75 | 2 | 3.47 | Unimpaired - Delete | 3.2_Al | Surface | Tech | Surface_Tech_3.2_Al | Surface_Tech_3.2_Al | Fe_Tech_Al_3.2
Upper Guyandotte River | 2101 | WV1018825 | 004 | Huff Creek | WV-OGU-28-Q | Toney Fork | WVOG-76-L | -81.7205 | 37.7468 | JMAC LEASING INC | 1999-11-24 | 6.52 | 0.23 |  | 6.75 | 1.97 | 3.42 | 0.43 | 0.75 | 2 | 3.47 | Unimpaired - Delete | 3.2_Al | Surface | Tech | Surface_Tech_3.2_Al | Surface_Tech_3.2_Al | Fe_Tech_Al_3.2
Upper Guyandotte River | 2101 | WV1018825 | 005 | Huff Creek | WV-OGU-28-Q | Toney Fork | WVOG-76-L | -81.7233 | 37.7412 | JMAC LEASING INC | 1999-11-24 | 2.15 | 1.21 |  | 3.36 | 1.97 | 3.42 | 0.43 | 0.75 | 2 | 3.47 | Unimpaired - Delete | 3.2_Al | Surface | Tech | Surface_Tech_3.2_Al | Surface_Tech_3.2_Al | Fe_Tech_Al_3.2
Upper Guyandotte River | 2101 | WV1018825 | 006 | Huff Creek | WV-OGU-28-Q | Toney Fork | WVOG-76-L | -81.7251 | 37.7407 | JMAC LEASING INC | 1999-11-24 | 5.15 | 1.99 |  | 7.14 | 1.97 | 3.42 | 0.43 | 0.75 | 2 | 3.47 | Unimpaired - Delete | 3.2_Al | Surface | Tech | Surface_Tech_3.2_Al | Surface_Tech_3.2_Al | Fe_Tech_Al_3.2
Upper Guyandotte River | 2101 | WV1018825 | 008 | Huff Creek | WV-OGU-28-Q | Toney Fork | WVOG-76-L | -81.729 | 37.7415 | JMAC LEASING INC | 1999-11-24 | 5.1 | 13.66 |  | 18.76 | 1.97 | 3.42 | 0.43 | 0.75 | 2 | 3.47 | Unimpaired - Delete | 3.2_Al | Surface | Tech | Surface_Tech_3.2_Al | Surface_Tech_3.2_Al | Fe_Tech_Al_3.2
Upper Guyandotte River | 5064 | WV1018884 | 001 | Slab Fork | WV-OGU-132-V | Burnt Fork | WVOG-134-H | -81.3529 | 37.6842 | RIVERSIDE ENERGY COMPANY, LLC | 2000-07-31 | 45.04 | 61.47 |  | 106.51 | 1.42 | 2.46 | 0.43 | 0.75 | 2 | 3.47 | Unimpaired - Delete | 3.2_Al | Surface | WQ | Surface_WQ_3.2_Al | Surface_WQ_3.2_Al | Fe_WQ_Al_3.2
Upper Guyandotte River | 5063 | WV1018884 | 002 | Slab Fork | WV-OGU-132 | Slab Fork | WVOG-134 | -81.3538 | 37.6799 | RIVERSIDE ENERGY COMPANY, LLC | 2000-07-31 | 2.68 | 0 |  | 2.68 | 3 | 5.26 | 0.43 | 0.75 | 2 | 3.47 | Unimpaired - Delete | 3.2_Al | Surface | Tech | Surface_Tech_3.2_Al | Surface_Tech_3.2_Al | Fe_Tech_Al_3.2
Upper Guyandotte River | 5063 | WV1018884 | 003 | Slab Fork | WV-OGU-132 | Slab Fork | WVOG-134 | -81.3528 | 37.6772 | RIVERSIDE ENERGY COMPANY, LLC | 2000-07-31 | 6.85 | 0 |  | 6.85 | 3 | 5.26 | 0.43 | 0.75 | 2 | 3.47 | Unimpaired - Delete | 3.2_Al | Surface | Tech | Surface_Tech_3.2_Al | Surface_Tech_3.2_Al | Fe_Tech_Al_3.2
Upper Guyandotte River | 5063 | WV1018884 | 004 | Slab Fork | WV-OGU-132 | Slab Fork | WVOG-134 | -81.3531 | 37.6771 | RIVERSIDE ENERGY COMPANY, LLC | 2000-07-31 | 1.4 | 4.79 |  | 6.19 | 3 | 5.26 | 0.43 | 0.75 | 2 | 3.47 | Unimpaired - Delete | 3.2_Al | Surface | Tech | Surface_Tech_3.2_Al | Surface_Tech_3.2_Al | Fe_Tech_Al_3.2
Upper Guyandotte River | 5062 | WV1018884 | 008 | Slab Fork | WV-OGU-132-P | Grave Fork | WVOG-134-G | -81.3708 | 37.6792 | RIVERSIDE ENERGY COMPANY, LLC | 2000-07-31 | 3.1 | 0 |  | 3.1 | 3 | 5.26 | 0.43 | 0.75 | 2 | 3.47 | Unimpaired - Delete | 3.2_Al | Surface | Tech | Surface_Tech_3.2_Al | Surface_Tech_3.2_Al | Fe_Tech_Al_3.2
Upper Guyandotte River | 2114 | WV1018906 | 009 | Huff Creek | WV-OGU-28-W | Road Branch | WVOG-76-O | -81.6734 | 37.7336 | PAYNTER BRANCH MINING INC | 2000-07-11 | 3.69 | 0 |  | 3.69 | 1.97 | 3.42 | 0.43 | 0.75 | 2 | 3.47 | Unimpaired - Delete | 3.2_Al | Surface | Tech | Surface_Tech_3.2_Al | Surface_Tech_3.2_Al | Fe_Tech_Al_3.2
Upper Guyandotte River | 2114 | WV1018906 | 010 | Huff Creek | WV-OGU-28-W | Road Branch | WVOG-76-O | -81.6751 | 37.7327 | PAYNTER BRANCH MINING INC | 2000-07-11 | 5.86 | 1.59 |  | 7.45 | 1.97 | 3.42 | 0.43 | 0.75 | 2 | 3.47 | Unimpaired - Delete | 3.2_Al | Surface | Tech | Surface_Tech_3.2_Al | Surface_Tech_3.2_Al | Fe_Tech_Al_3.2
Upper Guyandotte River | 2116 | WV1018906 | 011 | Huff Creek | WV-OGU-28-W | Road Branch | WVOG-76-O | -81.6663 | 37.7277 | PAYNTER BRANCH MINING INC | 2000-07-11 | 16.23 | 0 |  | 16.23 | 1.97 | 3.42 | 0.43 | 0.75 | 2 | 3.47 | Unimpaired - Delete | 3.2_Al | Surface | Tech | Surface_Tech_3.2_Al | Surface_Tech_3.2_Al | Fe_Tech_Al_3.2
Upper Guyandotte River | 2116 | WV1018906 | 012 | Huff Creek | WV-OGU-28-W | Road Branch | WVOG-76-O | -81.6682 | 37.7274 | PAYNTER BRANCH MINING INC | 2000-07-11 | 11.14 | 0.3 |  | 11.44 | 1.97 | 3.42 | 0.43 | 0.75 | 2 | 3.47 | Unimpaired - Delete | 3.2_Al | Surface | Tech | Surface_Tech_3.2_Al | Surface_Tech_3.2_Al | Fe_Tech_Al_3.2
Upper Guyandotte River | 2114 | WV1018906 | 013 | Huff Creek | WV-OGU-28-W | Road Branch | WVOG-76-O | -81.6755 | 37.7385 | PAYNTER BRANCH MINING INC | 2000-07-11 | 10.31 | 0 |  | 10.31 | 1.97 | 3.42 | 0.43 | 0.75 | 2 | 3.47 | Unimpaired - Delete | 3.2_Al | Surface | Tech | Surface_Tech_3.2_Al | Surface_Tech_3.2_Al | Fe_Tech_Al_3.2
Upper Guyandotte River | 2114 | WV1018906 | 014 | Huff Creek | WV-OGU-28-W | Road Branch | WVOG-76-O | -81.6751 | 37.7407 | PAYNTER BRANCH MINING INC | 2000-07-11 | 5.67 | 0 |  | 5.67 | 1.97 | 3.42 | 0.43 | 0.75 | 2 | 3.47 | Unimpaired - Delete | 3.2_Al | Surface | Tech | Surface_Tech_3.2_Al | Surface_Tech_3.2_Al | Fe_Tech_Al_3.2
Upper Guyandotte River | 2114 | WV1018906 | 015 | Huff Creek | WV-OGU-28-W | Road Branch | WVOG-76-O | -81.677 | 37.7403 | PAYNTER BRANCH MINING INC | 2000-07-11 | 1.98 | 0 |  | 1.98 | 1.97 | 3.42 | 0.43 | 0.75 | 2 | 3.47 | Unimpaired - Delete | 3.2_Al | Surface | Tech | Surface_Tech_3.2_Al | Surface_Tech_3.2_Al | Fe_Tech_Al_3.2
Upper Guyandotte River | 2114 | WV1018906 | 016 | Huff Creek | WV-OGU-28-W | Road Branch | WVOG-76-O | -81.6785 | 37.7384 | PAYNTER BRANCH MINING INC | 2000-07-11 | 9.94 | 0 |  | 9.94 | 1.97 | 3.42 | 0.43 | 0.75 | 2 | 3.47 | Unimpaired - Delete | 3.2_Al | Surface | Tech | Surface_Tech_3.2_Al | Surface_Tech_3.2_Al | Fe_Tech_Al_3.2
Upper Guyandotte River | 2113 | WV1018906 | 017 | Huff Creek | WV-OGU-28 | Huff Creek | WVOG-76 | -81.6789 | 37.731 | PAYNTER BRANCH MINING INC | 2000-07-11 | 5 | 1.46 |  | 6.46 | 1.97 | 3.42 | 0.43 | 0.75 | 2 | 3.47 | Unimpaired - Delete | 3.2_Al | Surface | Tech | Surface_Tech_3.2_Al | Surface_Tech_3.2_Al | Fe_Tech_Al_3.2
Upper Guyandotte River | 2113 | WV1018906 | 018 | Huff Creek | WV-OGU-28 | Huff Creek | WVOG-76 | -81.68 | 37.7315 | PAYNTER BRANCH MINING INC | 2000-07-11 | 7.4 | 0.77 |  | 8.17 | 1.97 | 3.42 | 0.43 | 0.75 | 2 | 3.47 | Unimpaired - Delete | 3.2_Al | Surface | Tech | Surface_Tech_3.2_Al | Surface_Tech_3.2_Al | Fe_Tech_Al_3.2
Upper Guyandotte River | 2113 | WV1018906 | 001 | Huff Creek | WV-OGU-28 | Huff Creek | WVOG-76 | -81.682 | 37.7286 | PAYNTER BRANCH MINING INC | 2000-07-11 | 62.56 | 38.37 |  | 100.93 | 1.42 | 2.46 | 0.43 | 0.75 | 2 | 3.47 | Unimpaired - Delete | 3.2_Al | Surface | WQ | Surface_WQ_3.2_Al | Surface_WQ_3.2_Al | Fe_WQ_Al_3.2
Upper Guyandotte River | 2113 | WV1018906 | 019 | Huff Creek | WV-OGU-28 | Huff Creek | WVOG-76 | -81.683 | 37.7251 | PAYNTER BRANCH MINING INC | 2000-07-11 | 38.14 | 57.8 |  | 95.94 | 1.97 | 3.42 | 0.43 | 0.75 | 2 | 3.47 | Unimpaired - Delete | 3.2_Al | Surface | Tech | Surface_Tech_3.2_Al | Surface_Tech_3.2_Al | Fe_Tech_Al_3.2
Upper Guyandotte River | 2114 | WV1018906 | 022 | Huff Creek | WV-OGU-28-W | Road Branch | WVOG-76-O | -81.6769 | 37.7339 | PAYNTER BRANCH MINING INC | 2003-09-18 | 5.51 | 0 |  | 5.51 | 1.97 | 3.42 | 0.43 | 0.75 | 2 | 3.47 | Unimpaired - Delete | 3.2_Al | Surface | Tech | Surface_Tech_3.2_Al | Surface_Tech_3.2_Al | Fe_Tech_Al_3.2
Upper Guyandotte River | 2114 | WV1018906 | 023 | Huff Creek | WV-OGU-28-W | Road Branch | WVOG-76-O | -81.6763 | 37.7351 | PAYNTER BRANCH MINING INC | 2003-09-18 | 7.58 | 0 |  | 7.58 | 1.97 | 3.42 | 0.43 | 0.75 | 2 | 3.47 | Unimpaired - Delete | 3.2_Al | Surface | Tech | Surface_Tech_3.2_Al | Surface_Tech_3.2_Al | Fe_Tech_Al_3.2
Upper Guyandotte River | 2114 | WV1018906 | 024 | Huff Creek | WV-OGU-28-W | Road Branch | WVOG-76-O | -81.6761 | 37.7368 | PAYNTER BRANCH MINING INC | 2003-09-18 | 5.22 | 0 |  | 5.22 | 1.97 | 3.42 | 0.43 | 0.75 | 2 | 3.47 | Unimpaired - Delete | 3.2_Al | Surface | Tech | Surface_Tech_3.2_Al | Surface_Tech_3.2_Al | Fe_Tech_Al_3.2
Upper Guyandotte River | 2115 | WV1018906 | 002 | Huff Creek | WV-OGU-28-W-2 | Riggins Branch | WVOG-76-O-1 | -81.669 | 37.7314 | PAYNTER BRANCH MINING INC | 2000-07-11 | 103.92 | 71.43 |  | 175.35 | 1.42 | 2.46 | 0.43 | 0.75 | 2 | 3.47 | Unimpaired - Delete | 3.2_Al | Surface | WQ | Surface_WQ_3.2_Al | Surface_WQ_3.2_Al | Fe_WQ_Al_3.2
Upper Guyandotte River | 2113 | WV1018906 | 003 | Huff Creek | WV-OGU-28 | Huff Creek | WVOG-76 | -81.6828 | 37.732 | PAYNTER BRANCH MINING INC | 2000-07-11 | 8.38 | 0.11 |  | 8.49 | 1.97 | 3.42 | 0.43 | 0.75 | 2 | 3.47 | Unimpaired - Delete | 3.2_Al | Surface | Tech | Surface_Tech_3.2_Al | Surface_Tech_3.2_Al | Fe_Tech_Al_3.2
Upper Guyandotte River | 2113 | WV1018906 | 004 | Huff Creek | WV-OGU-28 | Huff Creek | WVOG-76 | -81.6813 | 37.7343 | PAYNTER BRANCH MINING INC | 2000-07-11 | 7.18 | 0.77 |  | 7.95 | 1.97 | 3.42 | 0.43 | 0.75 | 2 | 3.47 | Unimpaired - Delete | 3.2_Al | Surface | Tech | Surface_Tech_3.2_Al | Surface_Tech_3.2_Al | Fe_Tech_Al_3.2
Upper Guyandotte River | 2113 | WV1018906 | 005 | Huff Creek | WV-OGU-28 | Huff Creek | WVOG-76 | -81.6814 | 37.736 | PAYNTER BRANCH MINING INC | 2000-07-11 | 11 | 2.33 |  | 13.33 | 1.97 | 3.42 | 0.43 | 0.75 | 2 | 3.47 | Unimpaired - Delete | 3.2_Al | Surface | Tech | Surface_Tech_3.2_Al | Surface_Tech_3.2_Al | Fe_Tech_Al_3.2
Upper Guyandotte River | 2114 | WV1018906 | 006 | Huff Creek | WV-OGU-28-W | Road Branch | WVOG-76-O | -81.679 | 37.7387 | PAYNTER BRANCH MINING INC | 2000-07-11 | 3.33 | 0 |  | 3.33 | 1.97 | 3.42 | 0.43 | 0.75 | 2 | 3.47 | Unimpaired - Delete | 3.2_Al | Surface | Tech | Surface_Tech_3.2_Al | Surface_Tech_3.2_Al | Fe_Tech_Al_3.2
Upper Guyandotte River | 2114 | WV1018906 | 008 | Huff Creek | WV-OGU-28-W | Road Branch | WVOG-76-O | -81.6718 | 37.7327 | PAYNTER BRANCH MINING INC | 2000-07-11 | 3.45 | 0 |  | 3.45 | 1.97 | 3.42 | 0.43 | 0.75 | 2 | 3.47 | Unimpaired - Delete | 3.2_Al | Surface | Tech | Surface_Tech_3.2_Al | Surface_Tech_3.2_Al | Fe_Tech_Al_3.2
Upper Guyandotte River | 4037 | WV1018965 | 009 | Indian Creek | WV-OGU-84 | Indian Creek | WVOG-110 | -81.5256 | 37.5063 | BLUESTONE COAL CORPORATION | 2001-05-31 | 33.56 | 39.92 |  | 73.48 | 1.42 | 2.46 | 0.08 | 0.14 | 2 | 3.47 | Unimpaired - Delete | 0.75_Al | Surface | WQ | Surface_WQ_0.75_Al | Surface_WQ_0.75_Al | Fe_WQ_Al_.75
Upper Guyandotte River | 4036 | WV1018965 | 010 | Indian Creek | WV-OGU-84-AC | White Oak Branch | WVOG-110-M | -81.536 | 37.5152 | BLUESTONE COAL CORPORATION | 2001-05-31 | 50.51 | 54.8 |  | 105.31 | 1.42 | 2.46 | 0.08 | 0.14 | 2 | 3.47 | Unimpaired - Delete | 0.75_Al | Surface | WQ | Surface_WQ_0.75_Al | Surface_WQ_0.75_Al | Fe_WQ_Al_.75
Upper Guyandotte River | 4036 | WV1018965 | 011 | Indian Creek | WV-OGU-84-AC | White Oak Branch | WVOG-110-M | -81.5375 | 37.5089 | BLUESTONE COAL CORPORATION | 2001-05-31 | 39.17 | 47.19 |  | 86.36 | 1.42 | 2.46 | 0.08 | 0.14 | 2 | 3.47 | Unimpaired - Delete | 0.75_Al | Surface | WQ | Surface_WQ_0.75_Al | Surface_WQ_0.75_Al | Fe_WQ_Al_.75
Upper Guyandotte River | 4037 | WV1018965 | 012 | Indian Creek | WV-OGU-84 | Indian Creek | WVOG-110 | -81.5356 | 37.5039 | BLUESTONE COAL CORPORATION | 2001-05-31 | 31.49 | 39.89 |  | 71.38 | 1.42 | 2.46 | 0.08 | 0.14 | 2 | 3.47 | Unimpaired - Delete | 0.75_Al | Surface | WQ | Surface_WQ_0.75_Al | Surface_WQ_0.75_Al | Fe_WQ_Al_.75
Upper Guyandotte River | 4079 | WV1018965 | 013 | Pinnacle Creek | WV-OGU-108 | Pinnacle Creek | WVOG-124 | -81.5101 | 37.5507 | BLUESTONE COAL CORPORATION | 2001-05-31 | 19.7 | 2.49 |  | 22.19 | 2.28 | 3.94 | 0.08 | 0.14 | 2 | 3.47 | Unimpaired - Delete | 0.75_Al | Surface | Tech | Surface_Tech_0.75_Al | Surface_Tech_0.75_Al | Fe_Tech_Al_.75
Upper Guyandotte River | 4079 | WV1018965 | 014 | Pinnacle Creek | WV-OGU-108 | Pinnacle Creek | WVOG-124 | -81.5148 | 37.5456 | BLUESTONE COAL CORPORATION | 2001-05-31 | 8.08 | 6.68 |  | 14.76 | 2.28 | 3.94 | 0.08 | 0.14 | 2 | 3.47 | Unimpaired - Delete | 0.75_Al | Surface | Tech | Surface_Tech_0.75_Al | Surface_Tech_0.75_Al | Fe_Tech_Al_.75
Upper Guyandotte River | 4079 | WV1018965 | 015 | Pinnacle Creek | WV-OGU-108 | Pinnacle Creek | WVOG-124 | -81.5163 | 37.5428 | BLUESTONE COAL CORPORATION | 2001-05-31 | 16.51 | 0 |  | 16.51 | 2.28 | 3.94 | 0.08 | 0.14 | 2 | 3.47 | Unimpaired - Delete | 0.75_Al | Surface | Tech | Surface_Tech_0.75_Al | Surface_Tech_0.75_Al | Fe_Tech_Al_.75
Upper Guyandotte River | 4037 | WV1018965 | 016 | Indian Creek | WV-OGU-84 | Indian Creek | WVOG-110 | -81.5243 | 37.5135 | BLUESTONE COAL CORPORATION | 2001-05-31 | 0.91 | 0 |  | 0.91 | 2.28 | 3.94 | 0.08 | 0.14 | 2 | 3.47 | Unimpaired - Delete | 0.75_Al | Surface | Tech | Surface_Tech_0.75_Al | Surface_Tech_0.75_Al | Fe_Tech_Al_.75
Upper Guyandotte River | 4037 | WV1018965 | 017 | Indian Creek | WV-OGU-84 | Indian Creek | WVOG-110 | -81.5262 | 37.5093 | BLUESTONE COAL CORPORATION | 2001-05-31 | 2.11 | 0 |  | 2.11 | 2.28 | 3.94 | 0.08 | 0.14 | 2 | 3.47 | Unimpaired - Delete | 0.75_Al | Surface | Tech | Surface_Tech_0.75_Al | Surface_Tech_0.75_Al | Fe_Tech_Al_.75
Upper Guyandotte River | 4037 | WV1018965 | 018 | Indian Creek | WV-OGU-84 | Indian Creek | WVOG-110 | -81.5287 | 37.5046 | BLUESTONE COAL CORPORATION | 2001-05-31 | 5.29 | 0 |  | 5.29 | 2.28 | 3.94 | 0.08 | 0.14 | 2 | 3.47 | Unimpaired - Delete | 0.75_Al | Surface | Tech | Surface_Tech_0.75_Al | Surface_Tech_0.75_Al | Fe_Tech_Al_.75
Upper Guyandotte River | 4079 | WV1018965 | 001 | Pinnacle Creek | WV-OGU-108 | Pinnacle Creek | WVOG-124 | -81.5122 | 37.5566 | BLUESTONE COAL CORPORATION | 2001-05-31 | 31.25 | 63.37 |  | 94.62 | 1.42 | 2.46 | 0.08 | 0.14 | 1 | 1.73 | Unimpaired - Delete | 0.75_Al | Surface | WQ | Surface_WQ_0.75_Al | Surface_WQ_0.75_Al | Fe_WQ_Al_.75
Upper Guyandotte River | 4037 | WV1018965 | 019 | Indian Creek | WV-OGU-84 | Indian Creek | WVOG-110 | -81.5314 | 37.5023 | BLUESTONE COAL CORPORATION | 2001-05-31 | 9.7 | 0 |  | 9.7 | 2.28 | 3.94 | 0.08 | 0.14 | 2 | 3.47 | Unimpaired - Delete | 0.75_Al | Surface | Tech | Surface_Tech_0.75_Al | Surface_Tech_0.75_Al | Fe_Tech_Al_.75
Upper Guyandotte River | 4037 | WV1018965 | 020 | Indian Creek | WV-OGU-84 | Indian Creek | WVOG-110 | -81.5332 | 37.503 | BLUESTONE COAL CORPORATION | 2001-05-31 | 4.03 | 0 |  | 4.03 | 2.28 | 3.94 | 0.08 | 0.14 | 2 | 3.47 | Unimpaired - Delete | 0.75_Al | Surface | Tech | Surface_Tech_0.75_Al | Surface_Tech_0.75_Al | Fe_Tech_Al_.75
Upper Guyandotte River | 4036 | WV1018965 | 021 | Indian Creek | WV-OGU-84-AC | White Oak Branch | WVOG-110-M | -81.5354 | 37.5222 | BLUESTONE COAL CORPORATION | 2001-05-31 | 9.08 | 0 |  | 9.08 | 2.28 | 3.94 | 0.08 | 0.14 | 2 | 3.47 | Unimpaired - Delete | 0.75_Al | Surface | Tech | Surface_Tech_0.75_Al | Surface_Tech_0.75_Al | Fe_Tech_Al_.75
Upper Guyandotte River | 4078 | WV1018965 | 022 | Pinnacle Creek | WV-OGU-108-C | Lambert Branch | WVOG-124-B | -81.5205 | 37.5372 | BLUESTONE COAL CORPORATION | 2001-05-31 | 18.45 | 0 |  | 18.45 | 2.28 | 3.94 | 0.08 | 0.14 | 2 | 3.47 | Unimpaired - Delete | 0.75_Al | Surface | Tech | Surface_Tech_0.75_Al | Surface_Tech_0.75_Al | Fe_Tech_Al_.75
Upper Guyandotte River | 4078 | WV1018965 | 023 | Pinnacle Creek | WV-OGU-108-C | Lambert Branch | WVOG-124-B | -81.5268 | 37.5339 | BLUESTONE COAL CORPORATION | 2001-05-31 | 3.85 | 0.63 |  | 4.48 | 2.28 | 3.94 | 0.08 | 0.14 | 2 | 3.47 | Unimpaired - Delete | 0.75_Al | Surface | Tech | Surface_Tech_0.75_Al | Surface_Tech_0.75_Al | Fe_Tech_Al_.75
Upper Guyandotte River | 4078 | WV1018965 | 024 | Pinnacle Creek | WV-OGU-108-C | Lambert Branch | WVOG-124-B | -81.5174 | 37.5446 | BLUESTONE COAL CORPORATION | 2001-05-31 | 19.16 | 0 |  | 19.16 | 2.28 | 3.94 | 0.08 | 0.14 | 2 | 3.47 | Unimpaired - Delete | 0.75_Al | Surface | Tech | Surface_Tech_0.75_Al | Surface_Tech_0.75_Al | Fe_Tech_Al_.75
Upper Guyandotte River | 4078 | WV1018965 | 025 | Pinnacle Creek | WV-OGU-108-C | Lambert Branch | WVOG-124-B | -81.5172 | 37.5476 | BLUESTONE COAL CORPORATION | 2001-05-31 | 9.95 | 9.57 |  | 19.52 | 2.28 | 3.94 | 0.08 | 0.14 | 2 | 3.47 | Unimpaired - Delete | 0.75_Al | Surface | Tech | Surface_Tech_0.75_Al | Surface_Tech_0.75_Al | Fe_Tech_Al_.75
Upper Guyandotte River | 4078 | WV1018965 | 026 | Pinnacle Creek | WV-OGU-108-C | Lambert Branch | WVOG-124-B | -81.5174 | 37.5495 | BLUESTONE COAL CORPORATION | 2001-05-31 | 9.22 | 14.52 |  | 23.74 | 2.28 | 3.94 | 0.08 | 0.14 | 2 | 3.47 | Unimpaired - Delete | 0.75_Al | Surface | Tech | Surface_Tech_0.75_Al | Surface_Tech_0.75_Al | Fe_Tech_Al_.75
Upper Guyandotte River | 4078 | WV1018965 | 027 | Pinnacle Creek | WV-OGU-108-C | Lambert Branch | WVOG-124-B | -81.5178 | 37.5516 | BLUESTONE COAL CORPORATION | 2001-05-31 | 10.89 | 7.77 |  | 18.66 | 2.28 | 3.94 | 0.08 | 0.14 | 2 | 3.47 | Unimpaired - Delete | 0.75_Al | Surface | Tech | Surface_Tech_0.75_Al | Surface_Tech_0.75_Al | Fe_Tech_Al_.75
Upper Guyandotte River | 4078 | WV1018965 | 028 | Pinnacle Creek | WV-OGU-108-C | Lambert Branch | WVOG-124-B | -81.5187 | 37.5562 | BLUESTONE COAL CORPORATION | 2001-05-31 | 14.43 | 16.25 |  | 30.68 | 2.28 | 3.94 | 0.08 | 0.14 | 2 | 3.47 | Unimpaired - Delete | 0.75_Al | Surface | Tech | Surface_Tech_0.75_Al | Surface_Tech_0.75_Al | Fe_Tech_Al_.75
Upper Guyandotte River | 4079 | WV1018965 | 002 | Pinnacle Creek | WV-OGU-108 | Pinnacle Creek | WVOG-124 | -81.513 | 37.5433 | BLUESTONE COAL CORPORATION | 2001-05-31 | 131.7 | 129.9 |  | 261.6 | 1.42 | 2.46 | 0.08 | 0.14 | 1 | 1.73 | Unimpaired - Delete | 0.75_Al | Surface | WQ | Surface_WQ_0.75_Al | Surface_WQ_0.75_Al | Fe_WQ_Al_.75
Upper Guyandotte River | 4078 | WV1018965 | 029 | Pinnacle Creek | WV-OGU-108-C | Lambert Branch | WVOG-124-B | -81.5174 | 37.5588 | BLUESTONE COAL CORPORATION | 2001-05-31 | 13.86 | 1.71 |  | 15.57 | 2.28 | 3.94 | 0.08 | 0.14 | 2 | 3.47 | Unimpaired - Delete | 0.75_Al | Surface | Tech | Surface_Tech_0.75_Al | Surface_Tech_0.75_Al | Fe_Tech_Al_.75
Upper Guyandotte River | 4079 | WV1018965 | 030 | Pinnacle Creek | WV-OGU-108 | Pinnacle Creek | WVOG-124 | -81.5153 | 37.5586 | BLUESTONE COAL CORPORATION | 2001-05-31 | 6.36 | 1.85 |  | 8.21 | 2.28 | 3.94 | 0.08 | 0.14 | 2 | 3.47 | Unimpaired - Delete | 0.75_Al | Surface | Tech | Surface_Tech_0.75_Al | Surface_Tech_0.75_Al | Fe_Tech_Al_.75
Upper Guyandotte River | 4079 | WV1018965 | 031 | Pinnacle Creek | WV-OGU-108 | Pinnacle Creek | WVOG-124 | -81.5108 | 37.5532 | BLUESTONE COAL CORPORATION | 2001-05-31 | 9.97 | 0 |  | 9.97 | 2.28 | 3.94 | 0.08 | 0.14 | 2 | 3.47 | Unimpaired - Delete | 0.75_Al | Surface | Tech | Surface_Tech_0.75_Al | Surface_Tech_0.75_Al | Fe_Tech_Al_.75
Upper Guyandotte River | 4083 | WV1018965 | 032 | Pinnacle Creek | WV-OGU-108-M-3 | Sulphur Branch | WVOG-124-E-0.5 | -81.5046 | 37.5219 | BLUESTONE COAL CORPORATION | 2001-05-31 | 3.43 | 0 |  | 3.43 | 2.28 | 3.94 | 0.08 | 0.14 | 2 | 3.47 | Unimpaired - Delete | 0.75_Al | Surface | Tech | Surface_Tech_0.75_Al | Surface_Tech_0.75_Al | Fe_Tech_Al_.75
Upper Guyandotte River | 4037 | WV1018965 | 033 | Indian Creek | WV-OGU-84 | Indian Creek | WVOG-110 | -81.5245 | 37.5151 | BLUESTONE COAL CORPORATION | 2001-05-31 | 11.6 | 1.01 |  | 12.61 | 2.28 | 3.94 | 0.08 | 0.14 | 2 | 3.47 | Unimpaired - Delete | 0.75_Al | Surface | Tech | Surface_Tech_0.75_Al | Surface_Tech_0.75_Al | Fe_Tech_Al_.75
Upper Guyandotte River | 4037 | WV1018965 | 034 | Indian Creek | WV-OGU-84 | Indian Creek | WVOG-110 | -81.5361 | 37.5063 | BLUESTONE COAL CORPORATION | 2001-05-31 | 1.67 | 0 |  | 1.67 | 2.28 | 3.94 | 0.08 | 0.14 | 2 | 3.47 | Unimpaired - Delete | 0.75_Al | Surface | Tech | Surface_Tech_0.75_Al | Surface_Tech_0.75_Al | Fe_Tech_Al_.75
Upper Guyandotte River | 4036 | WV1018965 | 035 | Indian Creek | WV-OGU-84-AC | White Oak Branch | WVOG-110-M | -81.5365 | 37.5136 | BLUESTONE COAL CORPORATION | 2001-05-31 | 13.26 | 0.38 |  | 13.64 | 2.28 | 3.94 | 0.08 | 0.14 | 2 | 3.47 | Unimpaired - Delete | 0.75_Al | Surface | Tech | Surface_Tech_0.75_Al | Surface_Tech_0.75_Al | Fe_Tech_Al_.75
Upper Guyandotte River | 4036 | WV1018965 | 036 | Indian Creek | WV-OGU-84-AC | White Oak Branch | WVOG-110-M | -81.5377 | 37.5191 | BLUESTONE COAL CORPORATION | 2001-05-31 | 3.25 | 0 |  | 3.25 | 2.28 | 3.94 | 0.08 | 0.14 | 2 | 3.47 | Unimpaired - Delete | 0.75_Al | Surface | Tech | Surface_Tech_0.75_Al | Surface_Tech_0.75_Al | Fe_Tech_Al_.75
Upper Guyandotte River | 4036 | WV1018965 | 037 | Indian Creek | WV-OGU-84-AC | White Oak Branch | WVOG-110-M | -81.5379 | 37.5202 | BLUESTONE COAL CORPORATION | 2001-05-31 | 3.43 | 0 |  | 3.43 | 2.28 | 3.94 | 0.08 | 0.14 | 2 | 3.47 | Unimpaired - Delete | 0.75_Al | Surface | Tech | Surface_Tech_0.75_Al | Surface_Tech_0.75_Al | Fe_Tech_Al_.75
Upper Guyandotte River | 4078 | WV1018965 | 003 | Pinnacle Creek | WV-OGU-108-C | Lambert Branch | WVOG-124-B | -81.5235 | 37.5352 | BLUESTONE COAL CORPORATION | 2001-05-31 | 98.46 | 175.52 |  | 273.98 | 1.42 | 2.46 | 0.08 | 0.14 | 1 | 1.73 | Unimpaired - Delete | 0.75_Al | Surface | WQ | Surface_WQ_0.75_Al | Surface_WQ_0.75_Al | Fe_WQ_Al_.75
Upper Guyandotte River | 4036 | WV1018965 | 004 | Indian Creek | WV-OGU-84-AC | White Oak Branch | WVOG-110-M | -81.5309 | 37.5247 | BLUESTONE COAL CORPORATION | 2001-05-31 | 127.53 | 187.78 |  | 315.31 | 1.42 | 2.46 | 0.08 | 0.14 | 2 | 3.47 | Unimpaired - Delete | 0.75_Al | Surface | WQ | Surface_WQ_0.75_Al | Surface_WQ_0.75_Al | Fe_WQ_Al_.75
Upper Guyandotte River | 4037 | WV1018965 | 005 | Indian Creek | WV-OGU-84 | Indian Creek | WVOG-110 | -81.5225 | 37.5138 | BLUESTONE COAL CORPORATION | 2001-05-31 | 87.07 | 60.2 |  | 147.27 | 1.42 | 2.46 | 0.08 | 0.14 | 2 | 3.47 | Unimpaired - Delete | 0.75_Al | Surface | WQ | Surface_WQ_0.75_Al | Surface_WQ_0.75_Al | Fe_WQ_Al_.75
Upper Guyandotte River | 4036 | WV1018965 | 006 | Indian Creek | WV-OGU-84-AC | White Oak Branch | WVOG-110-M | -81.5372 | 37.5166 | BLUESTONE COAL CORPORATION | 2001-05-31 | 154.95 | 170.53 |  | 325.48 | 1.42 | 2.46 | 0.08 | 0.14 | 2 | 3.47 | Unimpaired - Delete | 0.75_Al | Surface | WQ | Surface_WQ_0.75_Al | Surface_WQ_0.75_Al | Fe_WQ_Al_.75
Upper Guyandotte River | 4083 | WV1018965 | 007 | Pinnacle Creek | WV-OGU-108-M-3 | Sulphur Branch | WVOG-124-E-0.5 | -81.504 | 37.5247 | BLUESTONE COAL CORPORATION | 2001-05-31 | 43.89 | 237.05 |  | 280.94 | 1.42 | 2.46 | 0.08 | 0.14 | 2 | 3.47 | Unimpaired - Delete | 0.75_Al | Surface | WQ | Surface_WQ_0.75_Al | Surface_WQ_0.75_Al | Fe_WQ_Al_.75
Upper Guyandotte River | 4037 | WV1018965 | 008 | Indian Creek | WV-OGU-84 | Indian Creek | WVOG-110 | -81.524 | 37.5111 | BLUESTONE COAL CORPORATION | 2001-05-31 | 26.18 | 41.59 |  | 67.77 | 1.42 | 2.46 | 0.08 | 0.14 | 2 | 3.47 | Unimpaired - Delete | 0.75_Al | Surface | WQ | Surface_WQ_0.75_Al | Surface_WQ_0.75_Al | Fe_WQ_Al_.75
Upper Guyandotte River | 4054 | WV1018973 | 001 | Big Branch | WV-OGU-97 | Big Branch | WVOG-120 | -81.584 | 37.5674 | KEPLER PROCESSING COMPANY, LLC | 2001-10-31 | 132.6 | 94.6 |  | 227.2 | 1.42 | 2.46 | 0.43 | 0.75 | 2 | 3.47 | Unimpaired - Delete | 3.2_Al | Surface | WQ | Surface_WQ_3.2_Al | Surface_WQ_3.2_Al | Fe_WQ_Al_3.2
Upper Guyandotte River | 5017 | WV1018981 | 001 | Guyandotte River (Upper) | WV-OGU-124 | Still Run | WVOG-130 | -81.4234 | 37.5853 | RIVERSIDE ENERGY COMPANY, LLC | 2001-01-31 | 2.92 | 13.45 | 0.01 | 16.37 | 3 | 5.26 | 0.43 | 0.75 | 2 | 3.47 | Unimpaired - Delete | 3.2_Al | DMR and Landuse | Tech | DMR and Landuse_Tech_3.2_Al | DMR and Landuse_Tech_3.2_Al | Fe_Tech_Al_3.2
Upper Guyandotte River | 4091 | WV1019015 | 001 | Pinnacle Creek | WV-OGU-108 | Pinnacle Creek | WVOG-124 | -81.4348 | 37.5443 | RIVERSIDE ENERGY COMPANY, LLC | 2001-03-16 | 1 | 12.85 | 0.01 | 13.85 | 1.42 | 2.46 | 0.43 | 0.75 | 2 | 3.47 | Unimpaired - Delete | 3.2_Al | DMR and Landuse | WQ | DMR and Landuse_WQ_3.2_Al | DMR and Landuse_WQ_3.2_Al | Fe_WQ_Al_3.2
Upper Guyandotte River | 5018 | WV1019082 | 001 | Long Branch | WV-OGU-124-D | UNT/Still Run RM 1.00 | WVOG-130-A.2 | -81.4047 | 37.5952 | RIVERSIDE ENERGY COMPANY, LLC | 2001-12-18 | 4.79 | 40.24 | 0.2 | 45.03 | 1.42 | 2.46 | 0.43 | 0.75 | 2 | 3.47 | Unimpaired - Delete | 3.2_Al | DMR and Landuse | WQ | DMR and Landuse_WQ_3.2_Al | DMR and Landuse_WQ_3.2_Al | Fe_WQ_Al_3.2
Upper Guyandotte River | 5018 | WV1019082 | 002 | Long Branch | WV-OGU-124-D | UNT/Still Run RM 1.00 | WVOG-130-A.2 | -81.4029 | 37.5967 | RIVERSIDE ENERGY COMPANY, LLC | 2001-12-18 | 5.14 | 42.91 | 0.2 | 48.05 | 1.42 | 2.46 | 0.43 | 0.75 | 2 | 3.47 | Unimpaired - Delete | 3.2_Al | DMR and Landuse | WQ | DMR and Landuse_WQ_3.2_Al | DMR and Landuse_WQ_3.2_Al | Fe_WQ_Al_3.2
Upper Guyandotte River | 1037 | WV1019724 | 009 | Island Creek | WV-OGU-1-B-15 | Dingess Fork | WVOG-65-B-8 | -82.1214 | 37.8365 | HIGHLAND MINING COMPANY | 2009-08-20 | 3.36 | 0 |  | 3.36 | 1.38 | 2.39 | 1.61 | 2.81 | 2 | 3.47 | Unimpaired - Delete | 3.2_Al | Surface | WQ | Surface_WQ_3.2_Al | Surface_WQ_3.2_Al | Fe_WQ_Al_3.2
Upper Guyandotte River | 1037 | WV1019724 | 010 | Island Creek | WV-OGU-1-B-15 | Dingess Fork | WVOG-65-B-8 | -82.1217 | 37.8356 | HIGHLAND MINING COMPANY | 2009-08-20 | 3.36 | 0 |  | 3.36 | 1.38 | 2.39 | 1.61 | 2.81 | 2 | 3.47 | Unimpaired - Delete | 3.2_Al | Surface | WQ | Surface_WQ_3.2_Al | Surface_WQ_3.2_Al | Fe_WQ_Al_3.2
Upper Guyandotte River | 1037 | WV1019724 | 011 | Island Creek | WV-OGU-1-B-15 | Dingess Fork | WVOG-65-B-8 | -82.1214 | 37.8347 | HIGHLAND MINING COMPANY | 2009-08-20 | 3.36 | 0 |  | 3.36 | 1.38 | 2.39 | 1.61 | 2.81 | 2 | 3.47 | Unimpaired - Delete | 3.2_Al | Surface | WQ | Surface_WQ_3.2_Al | Surface_WQ_3.2_Al | Fe_WQ_Al_3.2
Upper Guyandotte River | 1037 | WV1019724 | 012 | Island Creek | WV-OGU-1-B-15 | Dingess Fork | WVOG-65-B-8 | -82.1205 | 37.8335 | HIGHLAND MINING COMPANY | 2009-08-20 | 3.36 | 0 |  | 3.36 | 1.38 | 2.39 | 1.61 | 2.81 | 2 | 3.47 | Unimpaired - Delete | 3.2_Al | Surface | WQ | Surface_WQ_3.2_Al | Surface_WQ_3.2_Al | Fe_WQ_Al_3.2
Upper Guyandotte River | 1037 | WV1019724 | 013 | Island Creek | WV-OGU-1-B-15 | Dingess Fork | WVOG-65-B-8 | -82.1206 | 37.8327 | HIGHLAND MINING COMPANY | 2009-08-20 | 3.36 | 0 |  | 3.36 | 1.38 | 2.39 | 1.61 | 2.81 | 2 | 3.47 | Unimpaired - Delete | 3.2_Al | Surface | WQ | Surface_WQ_3.2_Al | Surface_WQ_3.2_Al | Fe_WQ_Al_3.2
Upper Guyandotte River | 1037 | WV1019724 | 014 | Island Creek | WV-OGU-1-B-15 | Dingess Fork | WVOG-65-B-8 | -82.1199 | 37.8319 | HIGHLAND MINING COMPANY | 2009-08-20 | 3.36 | 0 |  | 3.36 | 1.38 | 2.39 | 1.61 | 2.81 | 2 | 3.47 | Unimpaired - Delete | 3.2_Al | Surface | WQ | Surface_WQ_3.2_Al | Surface_WQ_3.2_Al | Fe_WQ_Al_3.2
Upper Guyandotte River | 1038 | WV1019724 | 015 | Island Creek | WV-OGU-1-B | Copperas Mine Fork | WVOG-65-B | -82.1209 | 37.8307 | HIGHLAND MINING COMPANY | 2009-08-20 | 4.3 | 0 |  | 4.3 | 1.42 | 2.46 | 1.11 | 1.93 | 1 | 1.73 | Unimpaired - Delete | 3.2_Al | Surface | WQ | Surface_WQ_3.2_Al | Surface_WQ_3.2_Al | Fe_WQ_Al_3.2
Upper Guyandotte River | 1038 | WV1019724 | 017 | Island Creek | WV-OGU-1-B | Copperas Mine Fork | WVOG-65-B | -82.1244 | 37.831 | HIGHLAND MINING COMPANY | 2009-08-20 | 11.5 | 42.3 |  | 53.8 | 1.42 | 2.46 | 1.11 | 1.93 | 1 | 1.73 | Unimpaired - Delete | 3.2_Al | Surface | WQ | Surface_WQ_3.2_Al | Surface_WQ_3.2_Al | Fe_WQ_Al_3.2
Upper Guyandotte River | 1038 | WV1019724 | 018 | Island Creek | WV-OGU-1-B | Copperas Mine Fork | WVOG-65-B | -82.1275 | 37.8326 | HIGHLAND MINING COMPANY | 2009-08-20 | 13.5 | 1.7 |  | 15.2 | 1.42 | 2.46 | 1.11 | 1.93 | 1 | 1.73 | Unimpaired - Delete | 3.2_Al | Surface | WQ | Surface_WQ_3.2_Al | Surface_WQ_3.2_Al | Fe_WQ_Al_3.2
Upper Guyandotte River | 1038 | WV1019724 | 019 | Island Creek | WV-OGU-1-B | Copperas Mine Fork | WVOG-65-B | -82.1296 | 37.8312 | HIGHLAND MINING COMPANY | 2009-08-20 | 6.1 | 0 |  | 6.1 | 1.42 | 2.46 | 1.11 | 1.93 | 1 | 1.73 | Unimpaired - Delete | 3.2_Al | Surface | WQ | Surface_WQ_3.2_Al | Surface_WQ_3.2_Al | Fe_WQ_Al_3.2
Upper Guyandotte River | 1038 | WV1019724 | 020 | Island Creek | WV-OGU-1-B | Copperas Mine Fork | WVOG-65-B | -82.131 | 37.8302 | HIGHLAND MINING COMPANY | 2009-08-20 | 7 | 0 |  | 7 | 1.42 | 2.46 | 1.11 | 1.93 | 1 | 1.73 | Unimpaired - Delete | 3.2_Al | Surface | WQ | Surface_WQ_3.2_Al | Surface_WQ_3.2_Al | Fe_WQ_Al_3.2
Upper Guyandotte River | 1038 | WV1019724 | 021 | Island Creek | WV-OGU-1-B | Copperas Mine Fork | WVOG-65-B | -82.1345 | 37.8303 | HIGHLAND MINING COMPANY | 2009-08-20 | 17.5 | 0 |  | 17.5 | 1.42 | 2.46 | 1.11 | 1.93 | 1 | 1.73 | Unimpaired - Delete | 3.2_Al | Surface | WQ | Surface_WQ_3.2_Al | Surface_WQ_3.2_Al | Fe_WQ_Al_3.2
Upper Guyandotte River | 1037 | WV1019724 | 002 | Island Creek | WV-OGU-1-B-15 | Dingess Fork | WVOG-65-B-8 | -82.1384 | 37.8329 | HIGHLAND MINING COMPANY | 2009-08-20 | 3.3 | 3.17 |  | 6.47 | 1.38 | 2.39 | 1.61 | 2.81 | 2 | 3.47 | Unimpaired - Delete | 3.2_Al | Surface | WQ | Surface_WQ_3.2_Al | Surface_WQ_3.2_Al | Fe_WQ_Al_3.2
Upper Guyandotte River | 1037 | WV1019724 | 003 | Island Creek | WV-OGU-1-B-15 | Dingess Fork | WVOG-65-B-8 | -82.1362 | 37.8334 | HIGHLAND MINING COMPANY | 2009-08-20 | 3.3 | 3.17 |  | 6.47 | 1.38 | 2.39 | 1.61 | 2.81 | 2 | 3.47 | Unimpaired - Delete | 3.2_Al | Surface | WQ | Surface_WQ_3.2_Al | Surface_WQ_3.2_Al | Fe_WQ_Al_3.2
Upper Guyandotte River | 1037 | WV1019724 | 004 | Island Creek | WV-OGU-1-B-15 | Dingess Fork | WVOG-65-B-8 | -82.1323 | 37.8326 | HIGHLAND MINING COMPANY | 2009-08-20 | 29.3 | 0 |  | 29.3 | 1.38 | 2.39 | 1.61 | 2.81 | 2 | 3.47 | Unimpaired - Delete | 3.2_Al | Surface | WQ | Surface_WQ_3.2_Al | Surface_WQ_3.2_Al | Fe_WQ_Al_3.2
Upper Guyandotte River | 1037 | WV1019724 | 005 | Island Creek | WV-OGU-1-B-15 | Dingess Fork | WVOG-65-B-8 | -82.1276 | 37.836 | HIGHLAND MINING COMPANY | 2009-08-20 | 5.23 | 4.33 |  | 9.56 | 1.38 | 2.39 | 1.61 | 2.81 | 2 | 3.47 | Unimpaired - Delete | 3.2_Al | Surface | WQ | Surface_WQ_3.2_Al | Surface_WQ_3.2_Al | Fe_WQ_Al_3.2
Upper Guyandotte River | 1037 | WV1019724 | 006 | Island Creek | WV-OGU-1-B-15 | Dingess Fork | WVOG-65-B-8 | -82.1251 | 37.8368 | HIGHLAND MINING COMPANY | 2009-08-20 | 2.34 | 5.8 |  | 8.14 | 1.38 | 2.39 | 1.61 | 2.81 | 2 | 3.47 | Unimpaired - Delete | 3.2_Al | Surface | WQ | Surface_WQ_3.2_Al | Surface_WQ_3.2_Al | Fe_WQ_Al_3.2
Upper Guyandotte River | 1037 | WV1019724 | 007 | Island Creek | WV-OGU-1-B-15 | Dingess Fork | WVOG-65-B-8 | -82.1243 | 37.8388 | HIGHLAND MINING COMPANY | 2009-08-20 | 3.98 | 0 |  | 3.98 | 1.38 | 2.39 | 1.61 | 2.81 | 2 | 3.47 | Unimpaired - Delete | 3.2_Al | Surface | WQ | Surface_WQ_3.2_Al | Surface_WQ_3.2_Al | Fe_WQ_Al_3.2
Upper Guyandotte River | 1037 | WV1019724 | 008 | Island Creek | WV-OGU-1-B-15 | Dingess Fork | WVOG-65-B-8 | -82.1226 | 37.8374 | HIGHLAND MINING COMPANY | 2009-08-20 | 3.98 | 0 |  | 3.98 | 1.38 | 2.39 | 1.61 | 2.81 | 2 | 3.47 | Unimpaired - Delete | 3.2_Al | Surface | WQ | Surface_WQ_3.2_Al | Surface_WQ_3.2_Al | Fe_WQ_Al_3.2
Upper Guyandotte River | 2009 | WV1019805 | 009 | Dingess Run | WV-OGU-4-E | Ethel Hollow | WVOG-68-E | -81.9004 | 37.884 | ARACOMA COAL COMPANY INC | 2014-02-28 | 12.52 | 0 |  | 12.52 | 1.42 | 2.46 | 1.31 | 2.27 | 2 | 3.47 | Unimpaired - Delete | 3.2_Al | Surface | WQ | Surface_WQ_3.2_Al | Surface_WQ_3.2_Al | Fe_WQ_Al_3.2
Upper Guyandotte River | 2009 | WV1019805 | 010 | Dingess Run | WV-OGU-4-E | Ethel Hollow | WVOG-68-E | -81.9006 | 37.8865 | ARACOMA COAL COMPANY INC | 2014-02-28 | 39.51 | 19.58 |  | 59.09 | 1.42 | 2.46 | 1.31 | 2.27 | 2 | 3.47 | Unimpaired - Delete | 3.2_Al | Surface | WQ | Surface_WQ_3.2_Al | Surface_WQ_3.2_Al | Fe_WQ_Al_3.2
Upper Guyandotte River | 2009 | WV1019805 | 011 | Dingess Run | WV-OGU-4-E | Ethel Hollow | WVOG-68-E | -81.9039 | 37.8874 | ARACOMA COAL COMPANY INC | 2014-02-28 | 5.4 | 0 |  | 5.4 | 1.42 | 2.46 | 1.31 | 2.27 | 2 | 3.47 | Unimpaired - Delete | 3.2_Al | Surface | WQ | Surface_WQ_3.2_Al | Surface_WQ_3.2_Al | Fe_WQ_Al_3.2
Upper Guyandotte River | 2009 | WV1019805 | 012 | Dingess Run | WV-OGU-4-E | Ethel Hollow | WVOG-68-E | -81.9018 | 37.8895 | ARACOMA COAL COMPANY INC | 2014-02-28 | 16.67 | 0 |  | 16.67 | 1.42 | 2.46 | 1.31 | 2.27 | 2 | 3.47 | Unimpaired - Delete | 3.2_Al | Surface | WQ | Surface_WQ_3.2_Al | Surface_WQ_3.2_Al | Fe_WQ_Al_3.2
Upper Guyandotte River | 2009 | WV1019805 | 013 | Dingess Run | WV-OGU-4-E | Ethel Hollow | WVOG-68-E | -81.9004 | 37.8912 | ARACOMA COAL COMPANY INC | 2014-02-28 | 19 | 0 |  | 19 | 1.42 | 2.46 | 1.31 | 2.27 | 2 | 3.47 | Unimpaired - Delete | 3.2_Al | Surface | WQ | Surface_WQ_3.2_Al | Surface_WQ_3.2_Al | Fe_WQ_Al_3.2
Upper Guyandotte River | 2011 | WV1019805 | 015 | Dingess Run | WV-OGU-4-E-4 | Little Dark Hollow |  | -81.8973 | 37.8952 | ARACOMA COAL COMPANY INC | 2014-02-28 | 3.6 | 0 |  | 3.6 | 1.42 | 2.46 | 1.31 | 2.27 | 2 | 3.47 | Unimpaired - Delete | 3.2_Al | Surface | WQ | Surface_WQ_3.2_Al | Surface_WQ_3.2_Al | Fe_WQ_Al_3.2
Upper Guyandotte River | 2011 | WV1019805 | 016 | Dingess Run | WV-OGU-4-E-4 | Little Dark Hollow |  | -81.8948 | 37.8952 | ARACOMA COAL COMPANY INC | 2014-02-28 | 5.54 | 0 |  | 5.54 | 1.42 | 2.46 | 1.31 | 2.27 | 2 | 3.47 | Unimpaired - Delete | 3.2_Al | Surface | WQ | Surface_WQ_3.2_Al | Surface_WQ_3.2_Al | Fe_WQ_Al_3.2
Upper Guyandotte River | 2009 | WV1019805 | 001 | Dingess Run | WV-OGU-4-E | Ethel Hollow | WVOG-68-E | -81.8907 | 37.8831 | ARACOMA COAL COMPANY INC | 2014-02-28 | 130.7 | 206.7 |  | 337.4 | 1.29 | 2.23 | 0.39 | 0.68 | 2 | 3.47 | Unimpaired - Delete | 0.75_Al | Surface | WQ | Surface_WQ_0.75_Al | Surface_WQ_0.75_Al | Fe_WQ_Al_.75
Upper Guyandotte River | 2009 | WV1019805 | 002 | Dingess Run | WV-OGU-4-E | Ethel Hollow | WVOG-68-E | -81.8853 | 37.88 | ARACOMA COAL COMPANY INC | 2014-02-28 | 8.11 | 0 |  | 8.11 | 1.29 | 2.23 | 0.39 | 0.68 | 2 | 3.47 | Unimpaired - Delete | 0.75_Al | Surface | WQ | Surface_WQ_0.75_Al | Surface_WQ_0.75_Al | Fe_WQ_Al_.75
Upper Guyandotte River | 2009 | WV1019805 | 003 | Dingess Run | WV-OGU-4-E | Ethel Hollow | WVOG-68-E | -81.8891 | 37.8795 | ARACOMA COAL COMPANY INC | 2014-02-28 | 5.81 | 0 |  | 5.81 | 1.29 | 2.23 | 0.39 | 0.68 | 2 | 3.47 | Unimpaired - Delete | 0.75_Al | Surface | WQ | Surface_WQ_0.75_Al | Surface_WQ_0.75_Al | Fe_WQ_Al_.75
Upper Guyandotte River | 2009 | WV1019805 | 004 | Dingess Run | WV-OGU-4-E | Ethel Hollow | WVOG-68-E | -81.889 | 37.8827 | ARACOMA COAL COMPANY INC | 2014-02-28 | 22.38 | 0 |  | 22.38 | 1.29 | 2.23 | 0.39 | 0.68 | 2 | 3.47 | Unimpaired - Delete | 0.75_Al | Surface | WQ | Surface_WQ_0.75_Al | Surface_WQ_0.75_Al | Fe_WQ_Al_.75
Upper Guyandotte River | 2009 | WV1019805 | 005 | Dingess Run | WV-OGU-4-E | Ethel Hollow | WVOG-68-E | -81.8949 | 37.8831 | ARACOMA COAL COMPANY INC | 2014-02-28 | 40.7 | 10.63 |  | 51.33 | 1.29 | 2.23 | 0.39 | 0.68 | 2 | 3.47 | Unimpaired - Delete | 0.75_Al | Surface | WQ | Surface_WQ_0.75_Al | Surface_WQ_0.75_Al | Fe_WQ_Al_.75
Upper Guyandotte River | 2009 | WV1019805 | 006 | Dingess Run | WV-OGU-4-E | Ethel Hollow | WVOG-68-E | -81.8949 | 37.8808 | ARACOMA COAL COMPANY INC | 2014-02-28 | 5.79 | 0 |  | 5.79 | 1.29 | 2.23 | 0.39 | 0.68 | 2 | 3.47 | Unimpaired - Delete | 0.75_Al | Surface | WQ | Surface_WQ_0.75_Al | Surface_WQ_0.75_Al | Fe_WQ_Al_.75
Upper Guyandotte River | 2009 | WV1019805 | 007 | Dingess Run | WV-OGU-4-E | Ethel Hollow | WVOG-68-E | -81.8985 | 37.8802 | ARACOMA COAL COMPANY INC | 2014-02-28 | 8.86 | 0 |  | 8.86 | 1.42 | 2.46 | 1.31 | 2.27 | 2 | 3.47 | Unimpaired - Delete | 3.2_Al | Surface | WQ | Surface_WQ_3.2_Al | Surface_WQ_3.2_Al | Fe_WQ_Al_3.2
Upper Guyandotte River | 2009 | WV1019805 | 008 | Dingess Run | WV-OGU-4-E | Ethel Hollow | WVOG-68-E | -81.8989 | 37.8816 | ARACOMA COAL COMPANY INC | 2014-02-28 | 5.19 | 0 |  | 5.19 | 1.42 | 2.46 | 1.31 | 2.27 | 2 | 3.47 | Unimpaired - Delete | 3.2_Al | Surface | WQ | Surface_WQ_3.2_Al | Surface_WQ_3.2_Al | Fe_WQ_Al_3.2
Upper Guyandotte River | 2085 | WV1019821 | 003 | Buffalo Creek | WV-OGU-27-W | Elklick Branch | WVOG-75-K | -81.6804 | 37.7862 | GREENBRIER MINERALS, LLC | 2011-01-28 | 7.2 | 21.71 |  | 28.91 | 1.42 | 2.46 | 3 | 6 | 1 | 1.73 | Unimpaired - Delete | 3.2_Al | Surface | WQ | Surface_WQ_3.2_Al | Surface_WQ_3.2_Al | Fe_WQ_Al_3.2
Upper Guyandotte River | 2085 | WV1019821 | 005 | Buffalo Creek | WV-OGU-27-W | Elklick Branch | WVOG-75-K | -81.6815 | 37.7832 | GREENBRIER MINERALS, LLC | 2011-01-28 | 0.06 | 0 | 2.19 | 0.06 | 1.42 | 2.46 | 2.47 | 4.3 | 1 | 1.73 | Unimpaired - Delete | 3.2_Al | DMR | WQ | DMR_WQ_3.2_Al | DMR_WQ_3.2_Al | DMR Only
Upper Guyandotte River | 2081 | WV1019902 | 009 | Buffalo Creek | WV-OGU-27-U | Toney Fork | WVOG-75-J | -81.6908 | 37.8166 | GREENBRIER MINERALS, LLC | 2014-02-28 | 9.03 | 0 |  | 9.03 | 1.42 | 2.46 | 2.42 | 4.19 | 1 | 1.73 | Unimpaired - Delete | 3.2_Al | Surface | WQ | Surface_WQ_3.2_Al | Surface_WQ_3.2_Al | Fe_WQ_Al_3.2
Upper Guyandotte River | 2081 | WV1019902 | 010 | Buffalo Creek | WV-OGU-27-U | Toney Fork | WVOG-75-J | -81.6941 | 37.8203 | GREENBRIER MINERALS, LLC | 2014-02-28 | 50.86 | 0 |  | 50.86 | 1.42 | 2.46 | 0.8 | 1.39 | 0.39 | 0.67 | Unimpaired - Delete | 3.2_Al | Surface | WQ | Surface_WQ_3.2_Al | Surface_WQ_3.2_Al | Fe_WQ_Al_3.2
Upper Guyandotte River | 2081 | WV1019902 | 011 | Buffalo Creek | WV-OGU-27-U | Toney Fork | WVOG-75-J | -81.7004 | 37.8198 | GREENBRIER MINERALS, LLC | 2014-02-28 | 35.24 | 0 |  | 35.24 | 1.42 | 2.46 | 0.8 | 1.39 | 0.39 | 0.67 | Unimpaired - Delete | 3.2_Al | Surface | WQ | Surface_WQ_3.2_Al | Surface_WQ_3.2_Al | Fe_WQ_Al_3.2
Upper Guyandotte River | 2081 | WV1019902 | 001 | Buffalo Creek | WV-OGU-27-U | Toney Fork | WVOG-75-J | -81.6793 | 37.8284 | GREENBRIER MINERALS, LLC | 2014-02-28 | 24.14 | 0 |  | 24.14 | 0.97 | 1.68 | 0.69 | 1.2 | 0.57 | 0.99 | Unimpaired - Delete | 3.2_Al | Surface | WQ | Surface_WQ_3.2_Al | Surface_WQ_3.2_Al | Fe_WQ_Al_3.2
Upper Guyandotte River | 2081 | WV1019902 | 002 | Buffalo Creek | WV-OGU-27-U | Toney Fork | WVOG-75-J | -81.6816 | 37.824 | GREENBRIER MINERALS, LLC | 2014-02-28 | 16.1 | 0 |  | 16.1 | 0.97 | 1.68 | 0.69 | 1.2 | 0.57 | 0.99 | Unimpaired - Delete | 3.2_Al | Surface | WQ | Surface_WQ_3.2_Al | Surface_WQ_3.2_Al | Fe_WQ_Al_3.2
Upper Guyandotte River | 2081 | WV1019902 | 003 | Buffalo Creek | WV-OGU-27-U | Toney Fork | WVOG-75-J | -81.6827 | 37.822 | GREENBRIER MINERALS, LLC | 2014-02-28 | 9.85 | 0 |  | 9.85 | 0.97 | 1.68 | 0.69 | 1.2 | 0.57 | 0.99 | Unimpaired - Delete | 3.2_Al | Surface | WQ | Surface_WQ_3.2_Al | Surface_WQ_3.2_Al | Fe_WQ_Al_3.2
Upper Guyandotte River | 2081 | WV1019902 | 004 | Buffalo Creek | WV-OGU-27-U | Toney Fork | WVOG-75-J | -81.6831 | 37.8199 | GREENBRIER MINERALS, LLC | 2014-02-28 | 7.33 | 0 |  | 7.33 | 0.97 | 1.68 | 0.69 | 1.2 | 0.57 | 0.99 | Unimpaired - Delete | 3.2_Al | Surface | WQ | Surface_WQ_3.2_Al | Surface_WQ_3.2_Al | Fe_WQ_Al_3.2
Upper Guyandotte River | 2081 | WV1019902 | 005 | Buffalo Creek | WV-OGU-27-U | Toney Fork | WVOG-75-J | -81.6858 | 37.8201 | GREENBRIER MINERALS, LLC | 2014-02-28 | 12.58 | 0 |  | 12.58 | 0.39 | 0.68 | 0.44 | 0.77 | 0.19 | 0.33 | Unimpaired - Delete | 3.2_Al | Surface | WQ | Surface_WQ_3.2_Al | Surface_WQ_3.2_Al | Fe_WQ_Al_3.2
Upper Guyandotte River | 2081 | WV1019902 | 006 | Buffalo Creek | WV-OGU-27-U | Toney Fork | WVOG-75-J | -81.6862 | 37.8224 | GREENBRIER MINERALS, LLC | 2014-02-28 | 20.69 | 0 |  | 20.69 | 0.39 | 0.68 | 0.44 | 0.77 | 0.19 | 0.33 | Unimpaired - Delete | 3.2_Al | Surface | WQ | Surface_WQ_3.2_Al | Surface_WQ_3.2_Al | Fe_WQ_Al_3.2
Upper Guyandotte River | 2081 | WV1019902 | 007 | Buffalo Creek | WV-OGU-27-U | Toney Fork | WVOG-75-J | -81.6886 | 37.8223 | GREENBRIER MINERALS, LLC | 2014-02-28 | 46.55 | 0 |  | 46.55 | 0.39 | 0.68 | 0.44 | 0.77 | 0.19 | 0.33 | Unimpaired - Delete | 3.2_Al | Surface | WQ | Surface_WQ_3.2_Al | Surface_WQ_3.2_Al | Fe_WQ_Al_3.2
Upper Guyandotte River | 2081 | WV1019902 | 008 | Buffalo Creek | WV-OGU-27-U | Toney Fork | WVOG-75-J | -81.6894 | 37.8201 | GREENBRIER MINERALS, LLC | 2014-02-28 | 13.76 | 0 |  | 13.76 | 0.39 | 0.68 | 0.44 | 0.77 | 0.19 | 0.33 | Unimpaired - Delete | 3.2_Al | Surface | WQ | Surface_WQ_3.2_Al | Surface_WQ_3.2_Al | Fe_WQ_Al_3.2
Upper Guyandotte River | 1048 | WV1019911 | 010 | Island Creek | WV-OGU-1-T | Pine Creek | WVOG-65-H | -82.0326 | 37.756 | COAL-MAC, INC. DBA PHOENIX COAL-MAC MINING, INC. | 2013-02-06 | 8.84 | 0 |  | 8.84 | 1.13 | 1.96 | 0.35 | 0.6 | 2 | 3.47 | Unimpaired - Delete | 0.75_Al | Surface | WQ | Surface_WQ_0.75_Al | Surface_WQ_0.75_Al | Fe_WQ_Al_.75
Upper Guyandotte River | 1048 | WV1019911 | 011 | Island Creek | WV-OGU-1-T | Pine Creek | WVOG-65-H | -82.0285 | 37.7565 | COAL-MAC, INC. DBA PHOENIX COAL-MAC MINING, INC. | 2013-02-06 | 2.36 | 0 |  | 2.36 | 1.13 | 1.96 | 0.35 | 0.6 | 2 | 3.47 | Unimpaired - Delete | 0.75_Al | Surface | WQ | Surface_WQ_0.75_Al | Surface_WQ_0.75_Al | Fe_WQ_Al_.75
Upper Guyandotte River | 1048 | WV1019911 | 012 | Island Creek | WV-OGU-1-T | Pine Creek | WVOG-65-H | -82.0304 | 37.7545 | COAL-MAC, INC. DBA PHOENIX COAL-MAC MINING, INC. | 2013-02-06 | 14.49 | 0 |  | 14.49 | 1.13 | 1.96 | 0.35 | 0.6 | 2 | 3.47 | Unimpaired - Delete | 0.75_Al | Surface | WQ | Surface_WQ_0.75_Al | Surface_WQ_0.75_Al | Fe_WQ_Al_.75
Upper Guyandotte River | 1048 | WV1019911 | 013 | Island Creek | WV-OGU-1-T | Pine Creek | WVOG-65-H | -82.0318 | 37.7501 | COAL-MAC, INC. DBA PHOENIX COAL-MAC MINING, INC. | 2013-02-06 | 6.76 | 0 |  | 6.76 | 1.13 | 1.96 | 0.35 | 0.6 | 2 | 3.47 | Unimpaired - Delete | 0.75_Al | Surface | WQ | Surface_WQ_0.75_Al | Surface_WQ_0.75_Al | Fe_WQ_Al_.75
Upper Guyandotte River | 1048 | WV1019911 | 014 | Island Creek | WV-OGU-1-T | Pine Creek | WVOG-65-H | -82.0262 | 37.7465 | COAL-MAC, INC. DBA PHOENIX COAL-MAC MINING, INC. | 2013-02-06 | 17.02 | 0 |  | 17.02 | 1.13 | 1.96 | 0.35 | 0.6 | 2 | 3.47 | Unimpaired - Delete | 0.75_Al | Surface | WQ | Surface_WQ_0.75_Al | Surface_WQ_0.75_Al | Fe_WQ_Al_.75
Upper Guyandotte River | 1048 | WV1019911 | 015 | Island Creek | WV-OGU-1-T | Pine Creek | WVOG-65-H | -82.0218 | 37.7498 | COAL-MAC, INC. DBA PHOENIX COAL-MAC MINING, INC. | 2013-02-06 | 14.14 | 0 |  | 14.14 | 1.13 | 1.96 | 0.35 | 0.6 | 2 | 3.47 | Unimpaired - Delete | 0.75_Al | Surface | WQ | Surface_WQ_0.75_Al | Surface_WQ_0.75_Al | Fe_WQ_Al_.75
Upper Guyandotte River | 1048 | WV1019911 | 016 | Island Creek | WV-OGU-1-T | Pine Creek | WVOG-65-H | -82.0237 | 37.7526 | COAL-MAC, INC. DBA PHOENIX COAL-MAC MINING, INC. | 2013-02-06 | 32.2 | 0 |  | 32.2 | 1.13 | 1.96 | 0.35 | 0.6 | 2 | 3.47 | Unimpaired - Delete | 0.75_Al | Surface | WQ | Surface_WQ_0.75_Al | Surface_WQ_0.75_Al | Fe_WQ_Al_.75
Upper Guyandotte River | 1048 | WV1019911 | 017 | Island Creek | WV-OGU-1-T | Pine Creek | WVOG-65-H | -82.0218 | 37.7523 | COAL-MAC, INC. DBA PHOENIX COAL-MAC MINING, INC. | 2013-02-06 | 16.85 | 0 |  | 16.85 | 1.13 | 1.96 | 0.35 | 0.6 | 2 | 3.47 | Unimpaired - Delete | 0.75_Al | Surface | WQ | Surface_WQ_0.75_Al | Surface_WQ_0.75_Al | Fe_WQ_Al_.75
Upper Guyandotte River | 1064 | WV1019911 | 026 | Island Creek | WV-OGU-1-V | Cow Creek | WVOG-65-J | -82.0193 | 37.747 | COAL-MAC, INC. DBA PHOENIX COAL-MAC MINING, INC. | 2013-02-06 | 13.06 | 0 |  | 13.06 | 0.64 | 1.11 | 0.29 | 0.5 | 2 | 3.47 | Unimpaired - Delete | 0.75_Al | Surface | WQ | Surface_WQ_0.75_Al | Surface_WQ_0.75_Al | Fe_WQ_Al_.75
Upper Guyandotte River | 1064 | WV1019911 | 027 | Island Creek | WV-OGU-1-V | Cow Creek | WVOG-65-J | -82.024 | 37.7445 | COAL-MAC, INC. DBA PHOENIX COAL-MAC MINING, INC. | 2013-02-06 | 8.13 | 0 |  | 8.13 | 0.64 | 1.11 | 0.29 | 0.5 | 2 | 3.47 | Unimpaired - Delete | 0.75_Al | Surface | WQ | Surface_WQ_0.75_Al | Surface_WQ_0.75_Al | Fe_WQ_Al_.75
Upper Guyandotte River | 1048 | WV1019911 | 002 | Island Creek | WV-OGU-1-T | Pine Creek | WVOG-65-H | -82.0282 | 37.752 | COAL-MAC, INC. DBA PHOENIX COAL-MAC MINING, INC. | 2013-02-06 | 126.1 | 230.62 |  | 356.72 | 1.13 | 1.96 | 0.35 | 0.6 | 2 | 3.47 | Unimpaired - Delete | 0.75_Al | Surface | WQ | Surface_WQ_0.75_Al | Surface_WQ_0.75_Al | Fe_WQ_Al_.75
Upper Guyandotte River | 1064 | WV1019911 | 028 | Island Creek | WV-OGU-1-V | Cow Creek | WVOG-65-J | -82.0296 | 37.7409 | COAL-MAC, INC. DBA PHOENIX COAL-MAC MINING, INC. | 2013-02-06 | 8.64 | 0 |  | 8.64 | 0.64 | 1.11 | 0.29 | 0.5 | 2 | 3.47 | Unimpaired - Delete | 0.75_Al | Surface | WQ | Surface_WQ_0.75_Al | Surface_WQ_0.75_Al | Fe_WQ_Al_.75
Upper Guyandotte River | 1064 | WV1019911 | 029 | Island Creek | WV-OGU-1-V | Cow Creek | WVOG-65-J | -82.034 | 37.7373 | COAL-MAC, INC. DBA PHOENIX COAL-MAC MINING, INC. | 2013-02-06 | 46.6 | 0 |  | 46.6 | 0.64 | 1.11 | 0.29 | 0.5 | 2 | 3.47 | Unimpaired - Delete | 0.75_Al | Surface | WQ | Surface_WQ_0.75_Al | Surface_WQ_0.75_Al | Fe_WQ_Al_.75
Upper Guyandotte River | 1064 | WV1019911 | 030 | Island Creek | WV-OGU-1-V | Cow Creek | WVOG-65-J | -82.0312 | 37.7365 | COAL-MAC, INC. DBA PHOENIX COAL-MAC MINING, INC. | 2013-02-06 | 10.8 | 0 |  | 10.8 | 0.64 | 1.11 | 0.29 | 0.5 | 2 | 3.47 | Unimpaired - Delete | 0.75_Al | Surface | WQ | Surface_WQ_0.75_Al | Surface_WQ_0.75_Al | Fe_WQ_Al_.75
Upper Guyandotte River | 1064 | WV1019911 | 031 | Island Creek | WV-OGU-1-V | Cow Creek | WVOG-65-J | -82.0268 | 37.7376 | COAL-MAC, INC. DBA PHOENIX COAL-MAC MINING, INC. | 2013-02-06 | 14.42 | 0 |  | 14.42 | 0.64 | 1.11 | 0.29 | 0.5 | 2 | 3.47 | Unimpaired - Delete | 0.75_Al | Surface | WQ | Surface_WQ_0.75_Al | Surface_WQ_0.75_Al | Fe_WQ_Al_.75
Upper Guyandotte River | 1064 | WV1019911 | 032 | Island Creek | WV-OGU-1-V | Cow Creek | WVOG-65-J | -82.0235 | 37.7384 | COAL-MAC, INC. DBA PHOENIX COAL-MAC MINING, INC. | 2013-02-06 | 9.16 | 0 |  | 9.16 | 0.64 | 1.11 | 0.29 | 0.5 | 2 | 3.47 | Unimpaired - Delete | 0.75_Al | Surface | WQ | Surface_WQ_0.75_Al | Surface_WQ_0.75_Al | Fe_WQ_Al_.75
Upper Guyandotte River | 1064 | WV1019911 | 033 | Island Creek | WV-OGU-1-V | Cow Creek | WVOG-65-J | -82.0204 | 37.7398 | COAL-MAC, INC. DBA PHOENIX COAL-MAC MINING, INC. | 2013-02-06 | 9.3 | 0 |  | 9.3 | 1.42 | 2.46 | 0.44 | 0.76 | 2 | 3.47 | Unimpaired - Delete | 3.2_Al | Surface | WQ | Surface_WQ_3.2_Al | Surface_WQ_3.2_Al | Fe_WQ_Al_3.2
Upper Guyandotte River | 1064 | WV1019911 | 034 | Island Creek | WV-OGU-1-V | Cow Creek | WVOG-65-J | -82.0215 | 37.7365 | COAL-MAC, INC. DBA PHOENIX COAL-MAC MINING, INC. | 2013-02-06 | 5.11 | 0 |  | 5.11 | 1.42 | 2.46 | 0.44 | 0.76 | 2 | 3.47 | Unimpaired - Delete | 3.2_Al | Surface | WQ | Surface_WQ_3.2_Al | Surface_WQ_3.2_Al | Fe_WQ_Al_3.2
Upper Guyandotte River | 1064 | WV1019911 | 035 | Island Creek | WV-OGU-1-V | Cow Creek | WVOG-65-J | -82.019 | 37.7371 | COAL-MAC, INC. DBA PHOENIX COAL-MAC MINING, INC. | 2013-02-06 | 6.12 | 0 |  | 6.12 | 1.42 | 2.46 | 0.44 | 0.76 | 2 | 3.47 | Unimpaired - Delete | 3.2_Al | Surface | WQ | Surface_WQ_3.2_Al | Surface_WQ_3.2_Al | Fe_WQ_Al_3.2
Upper Guyandotte River | 1064 | WV1019911 | 036 | Island Creek | WV-OGU-1-V | Cow Creek | WVOG-65-J | -82.0237 | 37.7351 | COAL-MAC, INC. DBA PHOENIX COAL-MAC MINING, INC. | 2013-02-06 | 5.52 | 0 |  | 5.52 | 1.42 | 2.46 | 0.44 | 0.76 | 2 | 3.47 | Unimpaired - Delete | 3.2_Al | Surface | WQ | Surface_WQ_3.2_Al | Surface_WQ_3.2_Al | Fe_WQ_Al_3.2
Upper Guyandotte River | 1064 | WV1019911 | 037 | Island Creek | WV-OGU-1-V | Cow Creek | WVOG-65-J | -82.0265 | 37.7351 | COAL-MAC, INC. DBA PHOENIX COAL-MAC MINING, INC. | 2013-02-06 | 14.37 | 0 |  | 14.37 | 1.42 | 2.46 | 0.44 | 0.76 | 2 | 3.47 | Unimpaired - Delete | 3.2_Al | Surface | WQ | Surface_WQ_3.2_Al | Surface_WQ_3.2_Al | Fe_WQ_Al_3.2
Upper Guyandotte River | 1054 | WV1019911 | 003 | Island Creek | WV-OGU-1-T | Pine Creek | WVOG-65-H | -82.0454 | 37.7518 | COAL-MAC, INC. DBA PHOENIX COAL-MAC MINING, INC. | 2013-02-06 | 9.26 | 0 |  | 9.26 | 1.13 | 1.96 | 0.35 | 0.6 | 2 | 3.47 | Unimpaired - Delete | 0.75_Al | Surface | WQ | Surface_WQ_0.75_Al | Surface_WQ_0.75_Al | Fe_WQ_Al_.75
Upper Guyandotte River | 1064 | WV1019911 | 038 | Island Creek | WV-OGU-1-V | Cow Creek | WVOG-65-J | -82.0307 | 37.7329 | COAL-MAC, INC. DBA PHOENIX COAL-MAC MINING, INC. | 2013-02-06 | 14.02 | 0 |  | 14.02 | 1.42 | 2.46 | 0.44 | 0.76 | 2 | 3.47 | Unimpaired - Delete | 3.2_Al | Surface | WQ | Surface_WQ_3.2_Al | Surface_WQ_3.2_Al | Fe_WQ_Al_3.2
Upper Guyandotte River | 1066 | WV1019911 | 039 | Island Creek | WV-OGU-1-V | Cow Creek | WVOG-65-J | -82.0343 | 37.7326 | COAL-MAC, INC. DBA PHOENIX COAL-MAC MINING, INC. | 2013-02-06 | 8.24 | 0 |  | 8.24 | 1.42 | 2.46 | 0.44 | 0.76 | 2 | 3.47 | Unimpaired - Delete | 3.2_Al | Surface | WQ | Surface_WQ_3.2_Al | Surface_WQ_3.2_Al | Fe_WQ_Al_3.2
Upper Guyandotte River | 1066 | WV1019911 | 040 | Island Creek | WV-OGU-1-V | Cow Creek | WVOG-65-J | -82.0376 | 37.7318 | COAL-MAC, INC. DBA PHOENIX COAL-MAC MINING, INC. | 2013-02-06 | 6.37 | 0 |  | 6.37 | 1.42 | 2.46 | 0.44 | 0.76 | 2 | 3.47 | Unimpaired - Delete | 3.2_Al | Surface | WQ | Surface_WQ_3.2_Al | Surface_WQ_3.2_Al | Fe_WQ_Al_3.2
Upper Guyandotte River | 1066 | WV1019911 | 041 | Island Creek | WV-OGU-1-V | Cow Creek | WVOG-65-J | -82.0373 | 37.7332 | COAL-MAC, INC. DBA PHOENIX COAL-MAC MINING, INC. | 2013-02-06 | 6.15 | 0 |  | 6.15 | 1.42 | 2.46 | 0.44 | 0.76 | 2 | 3.47 | Unimpaired - Delete | 3.2_Al | Surface | WQ | Surface_WQ_3.2_Al | Surface_WQ_3.2_Al | Fe_WQ_Al_3.2
Upper Guyandotte River | 1066 | WV1019911 | 042 | Island Creek | WV-OGU-1-V | Cow Creek | WVOG-65-J | -82.0379 | 37.7351 | COAL-MAC, INC. DBA PHOENIX COAL-MAC MINING, INC. | 2013-02-06 | 12.79 | 0 |  | 12.79 | 1.42 | 2.46 | 0.44 | 0.76 | 2 | 3.47 | Unimpaired - Delete | 3.2_Al | Surface | WQ | Surface_WQ_3.2_Al | Surface_WQ_3.2_Al | Fe_WQ_Al_3.2
Upper Guyandotte River | 1066 | WV1019911 | 043 | Island Creek | WV-OGU-1-V | Cow Creek | WVOG-65-J | -82.0387 | 37.7379 | COAL-MAC, INC. DBA PHOENIX COAL-MAC MINING, INC. | 2013-02-06 | 25.45 | 0 |  | 25.45 | 1.42 | 2.46 | 0.44 | 0.76 | 2 | 3.47 | Unimpaired - Delete | 3.2_Al | Surface | WQ | Surface_WQ_3.2_Al | Surface_WQ_3.2_Al | Fe_WQ_Al_3.2
Upper Guyandotte River | 1048 | WV1019911 | 044 | Island Creek | WV-OGU-1-T | Pine Creek | WVOG-65-H | -82.0423 | 37.7509 | COAL-MAC, INC. DBA PHOENIX COAL-MAC MINING, INC. | 2013-02-06 | 16.87 | 0 |  | 16.87 | 1.13 | 1.96 | 0.35 | 0.6 | 2 | 3.47 | Unimpaired - Delete | 0.75_Al | Surface | WQ | Surface_WQ_0.75_Al | Surface_WQ_0.75_Al | Fe_WQ_Al_.75
Upper Guyandotte River | 1048 | WV1019911 | 045 | Island Creek | WV-OGU-1-T | Pine Creek | WVOG-65-H | -82.0415 | 37.7445 | COAL-MAC, INC. DBA PHOENIX COAL-MAC MINING, INC. | 2013-02-06 | 14.83 | 0 |  | 14.83 | 1.13 | 1.96 | 0.35 | 0.6 | 2 | 3.47 | Unimpaired - Delete | 0.75_Al | Surface | WQ | Surface_WQ_0.75_Al | Surface_WQ_0.75_Al | Fe_WQ_Al_.75
Upper Guyandotte River | 1048 | WV1019911 | 046 | Island Creek | WV-OGU-1-T | Pine Creek | WVOG-65-H | -82.0382 | 37.7476 | COAL-MAC, INC. DBA PHOENIX COAL-MAC MINING, INC. | 2013-02-06 | 6.17 | 0 |  | 6.17 | 1.13 | 1.96 | 0.35 | 0.6 | 2 | 3.47 | Unimpaired - Delete | 0.75_Al | Surface | WQ | Surface_WQ_0.75_Al | Surface_WQ_0.75_Al | Fe_WQ_Al_.75
Upper Guyandotte River | 1048 | WV1019911 | 047 | Island Creek | WV-OGU-1-T | Pine Creek | WVOG-65-H | -82.0362 | 37.7468 | COAL-MAC, INC. DBA PHOENIX COAL-MAC MINING, INC. | 2013-02-06 | 3.05 | 0 |  | 3.05 | 1.13 | 1.96 | 0.35 | 0.6 | 2 | 3.47 | Unimpaired - Delete | 0.75_Al | Surface | WQ | Surface_WQ_0.75_Al | Surface_WQ_0.75_Al | Fe_WQ_Al_.75
Upper Guyandotte River | 1054 | WV1019911 | 004 | Island Creek | WV-OGU-1-T | Pine Creek | WVOG-65-H | -82.0451 | 37.754 | COAL-MAC, INC. DBA PHOENIX COAL-MAC MINING, INC. | 2013-02-06 | 13.54 | 0 |  | 13.54 | 1.13 | 1.96 | 0.35 | 0.6 | 2 | 3.47 | Unimpaired - Delete | 0.75_Al | Surface | WQ | Surface_WQ_0.75_Al | Surface_WQ_0.75_Al | Fe_WQ_Al_.75
Upper Guyandotte River | 1048 | WV1019911 | 048 | Island Creek | WV-OGU-1-T | Pine Creek | WVOG-65-H | -82.0346 | 37.7501 | COAL-MAC, INC. DBA PHOENIX COAL-MAC MINING, INC. | 2013-02-06 | 10 | 0 |  | 10 | 1.13 | 1.96 | 0.35 | 0.6 | 2 | 3.47 | Unimpaired - Delete | 0.75_Al | Surface | WQ | Surface_WQ_0.75_Al | Surface_WQ_0.75_Al | Fe_WQ_Al_.75
Upper Guyandotte River | 1048 | WV1019911 | 005 | Island Creek | WV-OGU-1-T | Pine Creek | WVOG-65-H | -82.0455 | 37.7561 | COAL-MAC, INC. DBA PHOENIX COAL-MAC MINING, INC. | 2013-02-06 | 10.81 | 0 |  | 10.81 | 1.13 | 1.96 | 0.35 | 0.6 | 2 | 3.47 | Unimpaired - Delete | 0.75_Al | Surface | WQ | Surface_WQ_0.75_Al | Surface_WQ_0.75_Al | Fe_WQ_Al_.75
Upper Guyandotte River | 1048 | WV1019911 | 049 | Island Creek | WV-OGU-1-T | Pine Creek | WVOG-65-H | -82.0307 | 37.7441 | COAL-MAC, INC. DBA PHOENIX COAL-MAC MINING, INC. | 2013-09-04 | 18 | 0 |  | 18 | 1.13 | 1.96 | 0.35 | 0.6 | 2 | 3.47 | Unimpaired - Delete | 0.75_Al | Surface | WQ | Surface_WQ_0.75_Al | Surface_WQ_0.75_Al | Fe_WQ_Al_.75
Upper Guyandotte River | 1048 | WV1019911 | 050 | Island Creek | WV-OGU-1-T | Pine Creek | WVOG-65-H | -82.034 | 37.7401 | COAL-MAC, INC. DBA PHOENIX COAL-MAC MINING, INC. | 2013-09-04 | 24.67 | 0 |  | 24.67 | 1.13 | 1.96 | 0.35 | 0.6 | 2 | 3.47 | Unimpaired - Delete | 0.75_Al | Surface | WQ | Surface_WQ_0.75_Al | Surface_WQ_0.75_Al | Fe_WQ_Al_.75
Upper Guyandotte River | 1048 | WV1019911 | 051 | Island Creek | WV-OGU-1-T | Pine Creek | WVOG-65-H | -82.0396 | 37.7409 | COAL-MAC, INC. DBA PHOENIX COAL-MAC MINING, INC. | 2013-09-04 | 36.59 | 0 |  | 36.59 | 1.13 | 1.96 | 0.35 | 0.6 | 2 | 3.47 | Unimpaired - Delete | 0.75_Al | Surface | WQ | Surface_WQ_0.75_Al | Surface_WQ_0.75_Al | Fe_WQ_Al_.75
Upper Guyandotte River | 1048 | WV1019911 | 052 | Island Creek | WV-OGU-1-T | Pine Creek | WVOG-65-H | -82.0362 | 37.7451 | COAL-MAC, INC. DBA PHOENIX COAL-MAC MINING, INC. | 2013-09-04 | 17.43 | 0 |  | 17.43 | 1.13 | 1.96 | 0.35 | 0.6 | 2 | 3.47 | Unimpaired - Delete | 0.75_Al | Surface | WQ | Surface_WQ_0.75_Al | Surface_WQ_0.75_Al | Fe_WQ_Al_.75
Upper Guyandotte River | 1064 | WV1019911 | 053 | Island Creek | WV-OGU-1-V | Cow Creek | WVOG-65-J | -82.0157 | 37.7484 | COAL-MAC, INC. DBA PHOENIX COAL-MAC MINING, INC. | 2016-04-04 | 11.9 | 0 |  | 11.9 | 1.42 | 2.46 | 0.98 | 1.69 | 2 | 3.47 | Unimpaired - Delete | 3.2_Al | Surface | WQ | Surface_WQ_3.2_Al | Surface_WQ_3.2_Al | Fe_WQ_Al_3.2
Upper Guyandotte River | 1064 | WV1019911 | 054 | Island Creek | WV-OGU-1-V | Cow Creek | WVOG-65-J | -82.0118 | 37.7479 | COAL-MAC, INC. DBA PHOENIX COAL-MAC MINING, INC. | 2016-04-04 | 7.47 | 0 |  | 7.47 | 1.42 | 2.46 | 0.56 | 0.97 | 2 | 3.47 | Unimpaired - Delete | 3.2_Al | Surface | WQ | Surface_WQ_3.2_Al | Surface_WQ_3.2_Al | Fe_WQ_Al_3.2
Upper Guyandotte River | 1064 | WV1019911 | 055 | Island Creek | WV-OGU-1-V | Cow Creek | WVOG-65-J | -82.0098 | 37.7501 | COAL-MAC, INC. DBA PHOENIX COAL-MAC MINING, INC. | 2016-04-04 | 4.22 | 0 |  | 4.22 | 1.42 | 2.46 | 0.56 | 0.97 | 2 | 3.47 | Unimpaired - Delete | 3.2_Al | Surface | WQ | Surface_WQ_3.2_Al | Surface_WQ_3.2_Al | Fe_WQ_Al_3.2
Upper Guyandotte River | 1046 | WV1019911 | 056 | Island Creek | WV-OGU-1-T | Pine Creek | WVOG-65-H | -82.0085 | 37.7515 | COAL-MAC, INC. DBA PHOENIX COAL-MAC MINING, INC. | 2016-04-04 | 3.8 | 0 |  | 3.8 | 1.22 | 2.11 | 0.37 | 0.64 | 2 | 3.47 | Unimpaired - Delete | 0.75_Al | Surface | WQ | Surface_WQ_0.75_Al | Surface_WQ_0.75_Al | Fe_WQ_Al_.75
Upper Guyandotte River | 1046 | WV1019911 | 057 | Island Creek | WV-OGU-1-T | Pine Creek | WVOG-65-H | -82.0098 | 37.7526 | COAL-MAC, INC. DBA PHOENIX COAL-MAC MINING, INC. | 2016-04-04 | 5.67 | 0 |  | 5.67 | 1.22 | 2.11 | 0.37 | 0.64 | 2 | 3.47 | Unimpaired - Delete | 0.75_Al | Surface | WQ | Surface_WQ_0.75_Al | Surface_WQ_0.75_Al | Fe_WQ_Al_.75
Upper Guyandotte River | 1046 | WV1019911 | 058 | Island Creek | WV-OGU-1-T | Pine Creek | WVOG-65-H | -82.0107 | 37.754 | COAL-MAC, INC. DBA PHOENIX COAL-MAC MINING, INC. | 2016-04-04 | 1.33 | 0 |  | 1.33 | 1.22 | 2.11 | 0.37 | 0.64 | 2 | 3.47 | Unimpaired - Delete | 0.75_Al | Surface | WQ | Surface_WQ_0.75_Al | Surface_WQ_0.75_Al | Fe_WQ_Al_.75
Upper Guyandotte River | 1048 | WV1019911 | 006 | Island Creek | WV-OGU-1-T | Pine Creek | WVOG-65-H | -82.0432 | 37.7573 | COAL-MAC, INC. DBA PHOENIX COAL-MAC MINING, INC. | 2013-02-06 | 7.95 | 0 |  | 7.95 | 1.13 | 1.96 | 0.35 | 0.6 | 2 | 3.47 | Unimpaired - Delete | 0.75_Al | Surface | WQ | Surface_WQ_0.75_Al | Surface_WQ_0.75_Al | Fe_WQ_Al_.75
Upper Guyandotte River | 1046 | WV1019911 | 059 | Island Creek | WV-OGU-1-T | Pine Creek | WVOG-65-H | -82.0126 | 37.7529 | COAL-MAC, INC. DBA PHOENIX COAL-MAC MINING, INC. | 2016-04-04 | 6.15 | 0 |  | 6.15 | 1.22 | 2.11 | 0.37 | 0.64 | 2 | 3.47 | Unimpaired - Delete | 0.75_Al | Surface | WQ | Surface_WQ_0.75_Al | Surface_WQ_0.75_Al | Fe_WQ_Al_.75
Upper Guyandotte River | 1046 | WV1019911 | 060 | Island Creek | WV-OGU-1-T | Pine Creek | WVOG-65-H | -82.0123 | 37.7509 | COAL-MAC, INC. DBA PHOENIX COAL-MAC MINING, INC. | 2016-04-04 | 11.26 | 0 |  | 11.26 | 1.22 | 2.11 | 0.37 | 0.64 | 2 | 3.47 | Unimpaired - Delete | 0.75_Al | Surface | WQ | Surface_WQ_0.75_Al | Surface_WQ_0.75_Al | Fe_WQ_Al_.75
Upper Guyandotte River | 1046 | WV1019911 | 061 | Island Creek | WV-OGU-1-T | Pine Creek | WVOG-65-H | -82.0148 | 37.7504 | COAL-MAC, INC. DBA PHOENIX COAL-MAC MINING, INC. | 2016-04-04 | 6.06 | 0 |  | 6.06 | 1.22 | 2.11 | 0.37 | 0.64 | 2 | 3.47 | Unimpaired - Delete | 0.75_Al | Surface | WQ | Surface_WQ_0.75_Al | Surface_WQ_0.75_Al | Fe_WQ_Al_.75
Upper Guyandotte River | 1046 | WV1019911 | 062 | Island Creek | WV-OGU-1-T | Pine Creek | WVOG-65-H | -82.0162 | 37.752 | COAL-MAC, INC. DBA PHOENIX COAL-MAC MINING, INC. | 2016-04-04 | 4.97 | 0 |  | 4.97 | 1.22 | 2.11 | 0.37 | 0.64 | 2 | 3.47 | Unimpaired - Delete | 0.75_Al | Surface | WQ | Surface_WQ_0.75_Al | Surface_WQ_0.75_Al | Fe_WQ_Al_.75
Upper Guyandotte River | 1048 | WV1019911 | 063 | Island Creek | WV-OGU-1-T | Pine Creek | WVOG-65-H | -82.0179 | 37.749 | COAL-MAC, INC. DBA PHOENIX COAL-MAC MINING, INC. | 2016-04-04 | 9.19 | 0 |  | 9.19 | 1.22 | 2.11 | 0.37 | 0.64 | 2 | 3.47 | Unimpaired - Delete | 0.75_Al | Surface | WQ | Surface_WQ_0.75_Al | Surface_WQ_0.75_Al | Fe_WQ_Al_.75
Upper Guyandotte River | 1048 | WV1019911 | 007 | Island Creek | WV-OGU-1-T | Pine Creek | WVOG-65-H | -82.0421 | 37.7568 | COAL-MAC, INC. DBA PHOENIX COAL-MAC MINING, INC. | 2013-02-06 | 11.22 | 0 |  | 11.22 | 1.13 | 1.96 | 0.35 | 0.6 | 2 | 3.47 | Unimpaired - Delete | 0.75_Al | Surface | WQ | Surface_WQ_0.75_Al | Surface_WQ_0.75_Al | Fe_WQ_Al_.75
Upper Guyandotte River | 1048 | WV1019911 | 008 | Island Creek | WV-OGU-1-T | Pine Creek | WVOG-65-H | -82.0412 | 37.754 | COAL-MAC, INC. DBA PHOENIX COAL-MAC MINING, INC. | 2013-02-06 | 12.36 | 0 |  | 12.36 | 1.13 | 1.96 | 0.35 | 0.6 | 2 | 3.47 | Unimpaired - Delete | 0.75_Al | Surface | WQ | Surface_WQ_0.75_Al | Surface_WQ_0.75_Al | Fe_WQ_Al_.75
Upper Guyandotte River | 1048 | WV1019911 | 009 | Island Creek | WV-OGU-1-T | Pine Creek | WVOG-65-H | -82.0332 | 37.7545 | COAL-MAC, INC. DBA PHOENIX COAL-MAC MINING, INC. | 2013-02-06 | 11.46 | 0 |  | 11.46 | 1.13 | 1.96 | 0.35 | 0.6 | 2 | 3.47 | Unimpaired - Delete | 0.75_Al | Surface | WQ | Surface_WQ_0.75_Al | Surface_WQ_0.75_Al | Fe_WQ_Al_.75
Upper Guyandotte River | 2031 | WV1020102 | 001 | Rum Creek | WV-OGU-10-C | UNT/Rum Creek RM 1.83 | WVOG-70-A.2 | -81.9074 | 37.8181 | ARACOMA COAL COMPANY INC | 1999-09-13 | 5.8 | 63.8 | 0.45 | 69.6 | 1.42 | 2.46 | 0.98 | 1.71 | 2 | 3.47 | Unimpaired - Delete | 3.2_Al | DMR and Landuse | WQ | DMR and Landuse_WQ_3.2_Al | DMR and Landuse_WQ_3.2_Al | Fe_WQ_Al_3.2
Upper Guyandotte River | 2003 | WV1020102 | 005 | Dingess Run | WV-OGU-4-A | Bandmill Hollow (Righthand Fork) | WVOG-68-A | -81.9258 | 37.8372 | ARACOMA COAL COMPANY INC | 2004-10-18 | 0.24 | 0.81 |  | 1.05 | 3 | 5.26 | 0.66 | 1.14 | 2 | 3.47 | Unimpaired - Delete | 3.2_Al | Surface | Tech | Surface_Tech_3.2_Al | Surface_Tech_3.2_Al | Fe_Tech_Al_3.2
Upper Guyandotte River | 2003 | WV1020102 | 006 | Dingess Run | WV-OGU-4-A | Bandmill Hollow (Righthand Fork) | WVOG-68-A | -81.9215 | 37.8384 | ARACOMA COAL COMPANY INC | 2004-10-18 | 0.27 | 1.87 |  | 2.14 | 3 | 5.26 | 0.66 | 1.14 | 2 | 3.47 | Unimpaired - Delete | 3.2_Al | Surface | Tech | Surface_Tech_3.2_Al | Surface_Tech_3.2_Al | Fe_Tech_Al_3.2
Upper Guyandotte River | 2003 | WV1020102 | 007 | Dingess Run | WV-OGU-4-A | Bandmill Hollow (Righthand Fork) | WVOG-68-A | -81.9238 | 37.8437 | ARACOMA COAL COMPANY INC | 2005-12-19 | 0.25 | 2.2 |  | 2.45 | 3 | 5.26 | 0.66 | 1.14 | 2 | 3.47 | Unimpaired - Delete | 3.2_Al | Surface | Tech | Surface_Tech_3.2_Al | Surface_Tech_3.2_Al | Fe_Tech_Al_3.2
Upper Guyandotte River | 2032 | WV1020111 | 003 | Rum Creek | WV-OGU-10 | Rum Creek | WVOG-70 | -81.8998 | 37.8148 | ARACOMA COAL COMPANY INC | 1999-12-16 | 0.33 | 0.39 | 0.0008 | 0.72 | 1.57 | 2.73 | 0.43 | 0.75 | 2 | 3.47 | Unimpaired - Delete | 3.2_Al | DMR and Landuse | Tech | DMR and Landuse_Tech_3.2_Al | DMR and Landuse_Tech_3.2_Al | Fe_Tech_Al_3.2
Upper Guyandotte River | 2032 | WV1020111 | 001 | Rum Creek | WV-OGU-10 | Rum Creek | WVOG-70 | -81.8982 | 37.8148 | ARACOMA COAL COMPANY INC | 1999-07-01 | 6.24 | 7.15 | 4.46 | 13.39 | 1.57 | 2.73 | 0.43 | 0.75 | 2 | 3.47 | Unimpaired - Delete | 3.2_Al | DMR and Landuse | Tech | DMR and Landuse_Tech_3.2_Al | DMR and Landuse_Tech_3.2_Al | Fe_Tech_Al_3.2
Upper Guyandotte River | 2032 | WV1020111 | 002 | Rum Creek | WV-OGU-10 | Rum Creek | WVOG-70 | -81.8948 | 37.8145 | ARACOMA COAL COMPANY INC | 1999-07-01 | 9.28 | 132.29 | 4.46 | 141.57 | 1.57 | 2.73 | 0.43 | 0.74 | 2 | 3.47 | Unimpaired - Delete | 0.75_Al | DMR and Landuse | Tech | DMR and Landuse_Tech_0.75_Al | DMR and Landuse_Tech_0.75_Al | Fe_Tech_Al_.75
Upper Guyandotte River | 2171 | WV1020196 | 009 | Gilbert Creek | WV-OGU-47 | Gilbert Creek | WVOG-89 | -81.9079 | 37.6212 | PREMIUM ENERGY, LLC | 2000-03-29 | 14.5 | 1.5 |  | 16 | 1.42 | 2.46 | 0.43 | 0.75 | 1 | 1.73 | Unimpaired - Delete | 3.2_Al | Surface | WQ | Surface_WQ_3.2_Al | Surface_WQ_3.2_Al | Fe_WQ_Al_3.2
Upper Guyandotte River | 2171 | WV1020196 | 089 | Gilbert Creek | WV-OGU-47 | Gilbert Creek | WVOG-89 | -81.9121 | 37.6137 | PREMIUM ENERGY, LLC | 2008-01-15 | 1.5 | 0 |  | 1.5 | 3 | 5.26 | 0.43 | 0.75 | 2 | 3.47 | Unimpaired - Delete | 3.2_Al | Surface | Tech | Surface_Tech_3.2_Al | Surface_Tech_3.2_Al | Fe_Tech_Al_3.2
Upper Guyandotte River | 2168 | WV1020196 | 090 | Gilbert Creek | WV-OGU-47-B | Horsepen Creek | WVOG-89-B | -81.9254 | 37.6259 | PREMIUM ENERGY, LLC | 2013-03-19 | 1.67 | 0 |  | 1.67 | 2.73 | 4.73 | 0.43 | 0.75 | 2 | 4 | Unimpaired - Delete | 3.2_Al | Surface | Tech | Surface_Tech_3.2_Al | Surface_Tech_3.2_Al | Fe_Tech_Al_3.2
Upper Guyandotte River | 2171 | WV1020196 | 010 | Gilbert Creek | WV-OGU-47 | Gilbert Creek | WVOG-89 | -81.9011 | 37.6229 | PREMIUM ENERGY, LLC | 2000-03-29 | 8.71 | 93.26 |  | 101.97 | 1.42 | 2.46 | 0.43 | 0.75 | 1 | 1.73 | Unimpaired - Delete | 3.2_Al | Surface | WQ | Surface_WQ_3.2_Al | Surface_WQ_3.2_Al | Fe_WQ_Al_3.2
Upper Guyandotte River | 2168 | WV1020196 | 091 | Gilbert Creek | WV-OGU-47-B | Horsepen Creek | WVOG-89-B | -81.9268 | 37.6251 | PREMIUM ENERGY, LLC | 2013-03-19 | 2.56 | 0 |  | 2.56 | 2.73 | 4.73 | 0.43 | 0.75 | 2 | 4 | Unimpaired - Delete | 3.2_Al | Surface | Tech | Surface_Tech_3.2_Al | Surface_Tech_3.2_Al | Fe_Tech_Al_3.2
Upper Guyandotte River | 2168 | WV1020196 | 011 | Gilbert Creek | WV-OGU-47-B | Horsepen Creek | WVOG-89-B | -81.9132 | 37.6346 | PREMIUM ENERGY, LLC | 2000-03-29 | 20 | 61.4 |  | 81.4 | 1.42 | 2.46 | 0.43 | 0.75 | 1 | 1.73 | Unimpaired - Delete | 3.2_Al | Surface | WQ | Surface_WQ_3.2_Al | Surface_WQ_3.2_Al | Fe_WQ_Al_3.2
Upper Guyandotte River | 2168 | WV1020196 | 052 | Gilbert Creek | WV-OGU-47-B | Horsepen Creek | WVOG-89-B | -81.9221 | 37.6346 | PREMIUM ENERGY, LLC | 2000-03-29 | 104.56 | 18.5 |  | 123.06 | 1.42 | 2.46 | 0.43 | 0.75 | 1 | 1.73 | Unimpaired - Delete | 3.2_Al | Surface | WQ | Surface_WQ_3.2_Al | Surface_WQ_3.2_Al | Fe_WQ_Al_3.2
Upper Guyandotte River | 2171 | WV1020196 | 060 | Gilbert Creek | WV-OGU-47 | Gilbert Creek | WVOG-89 | -81.9126 | 37.6153 | PREMIUM ENERGY, LLC | 2000-03-29 | 5.4 | 0 |  | 5.4 | 3 | 5.26 | 0.43 | 0.75 | 2 | 3.47 | Unimpaired - Delete | 3.2_Al | Surface | Tech | Surface_Tech_3.2_Al | Surface_Tech_3.2_Al | Fe_Tech_Al_3.2
Upper Guyandotte River | 2171 | WV1020196 | 062 | Gilbert Creek | WV-OGU-47 | Gilbert Creek | WVOG-89 | -81.9112 | 37.614 | PREMIUM ENERGY, LLC | 2000-03-29 | 4.2 | 0 |  | 4.2 | 3 | 5.26 | 0.43 | 0.75 | 2 | 3.47 | Unimpaired - Delete | 3.2_Al | Surface | Tech | Surface_Tech_3.2_Al | Surface_Tech_3.2_Al | Fe_Tech_Al_3.2
Upper Guyandotte River | 2171 | WV1020196 | 063 | Gilbert Creek | WV-OGU-47 | Gilbert Creek | WVOG-89 | -81.9101 | 37.6159 | PREMIUM ENERGY, LLC | 2000-03-29 | 3.7 | 0 |  | 3.7 | 3 | 5.26 | 0.43 | 0.75 | 2 | 3.47 | Unimpaired - Delete | 3.2_Al | Surface | Tech | Surface_Tech_3.2_Al | Surface_Tech_3.2_Al | Fe_Tech_Al_3.2
Upper Guyandotte River | 2171 | WV1020196 | 064 | Gilbert Creek | WV-OGU-47 | Gilbert Creek | WVOG-89 | -81.9093 | 37.6168 | PREMIUM ENERGY, LLC | 2000-03-29 | 5 | 0 |  | 5 | 3 | 5.26 | 0.43 | 0.75 | 2 | 3.47 | Unimpaired - Delete | 3.2_Al | Surface | Tech | Surface_Tech_3.2_Al | Surface_Tech_3.2_Al | Fe_Tech_Al_3.2
Upper Guyandotte River | 2171 | WV1020196 | 065 | Gilbert Creek | WV-OGU-47 | Gilbert Creek | WVOG-89 | -81.9045 | 37.6215 | PREMIUM ENERGY, LLC | 2000-03-29 | 1.3 | 0 |  | 1.3 | 3 | 5.26 | 0.43 | 0.75 | 2 | 3.47 | Unimpaired - Delete | 3.2_Al | Surface | Tech | Surface_Tech_3.2_Al | Surface_Tech_3.2_Al | Fe_Tech_Al_3.2
Upper Guyandotte River | 2171 | WV1020196 | 066 | Gilbert Creek | WV-OGU-47 | Gilbert Creek | WVOG-89 | -81.9044 | 37.6222 | PREMIUM ENERGY, LLC | 2000-03-29 | 1.3 | 0 |  | 1.3 | 3 | 5.26 | 0.43 | 0.75 | 2 | 3.47 | Unimpaired - Delete | 3.2_Al | Surface | Tech | Surface_Tech_3.2_Al | Surface_Tech_3.2_Al | Fe_Tech_Al_3.2
Upper Guyandotte River | 2164 | WV1020196 | 068 | Gilbert Creek | WV-OGU-47-B | Horsepen Creek | WVOG-89-B | -81.906 | 37.6256 | PREMIUM ENERGY, LLC | 2000-03-29 | 0.8 | 0 |  | 0.8 | 3 | 5.26 | 0.43 | 0.75 | 2 | 3.47 | Unimpaired - Delete | 3.2_Al | Surface | Tech | Surface_Tech_3.2_Al | Surface_Tech_3.2_Al | Fe_Tech_Al_3.2
Upper Guyandotte River | 2172 | WV1020196 | 006 | Gilbert Creek | WV-OGU-47-F | Adams Fork | WVOG-89-C.3 | -81.9271 | 37.6082 | PREMIUM ENERGY, LLC | 2000-03-29 | 34.72 | 259.97 |  | 294.69 | 0.44 | 0.77 | 0.43 | 0.75 | 0.18 | 0.31 | Unimpaired - Delete | 3.2_Al | Surface | WQ | Surface_WQ_3.2_Al | Surface_WQ_3.2_Al | Fe_WQ_Al_3.2
Upper Guyandotte River | 2164 | WV1020196 | 069 | Gilbert Creek | WV-OGU-47-B | Horsepen Creek | WVOG-89-B | -81.9073 | 37.6262 | PREMIUM ENERGY, LLC | 2000-03-29 | 2 | 0 |  | 2 | 3 | 5.26 | 0.43 | 0.75 | 2 | 3.47 | Unimpaired - Delete | 3.2_Al | Surface | Tech | Surface_Tech_3.2_Al | Surface_Tech_3.2_Al | Fe_Tech_Al_3.2
Upper Guyandotte River | 2164 | WV1020196 | 070 | Gilbert Creek | WV-OGU-47-B | Horsepen Creek | WVOG-89-B | -81.9079 | 37.6271 | PREMIUM ENERGY, LLC | 2000-03-29 | 4 | 0 |  | 4 | 3 | 5.26 | 0.43 | 0.75 | 2 | 3.47 | Unimpaired - Delete | 3.2_Al | Surface | Tech | Surface_Tech_3.2_Al | Surface_Tech_3.2_Al | Fe_Tech_Al_3.2
Upper Guyandotte River | 2164 | WV1020196 | 071 | Gilbert Creek | WV-OGU-47-B | Horsepen Creek | WVOG-89-B | -81.9085 | 37.6282 | PREMIUM ENERGY, LLC | 2000-03-29 | 4.6 | 0 |  | 4.6 | 3 | 5.26 | 0.43 | 0.75 | 2 | 3.47 | Unimpaired - Delete | 3.2_Al | Surface | Tech | Surface_Tech_3.2_Al | Surface_Tech_3.2_Al | Fe_Tech_Al_3.2
Upper Guyandotte River | 2164 | WV1020196 | 072 | Gilbert Creek | WV-OGU-47-B | Horsepen Creek | WVOG-89-B | -81.911 | 37.6284 | PREMIUM ENERGY, LLC | 2000-03-29 | 14.1 | 0 |  | 14.1 | 3 | 5.26 | 0 | 0 | 2 | 3.47 | Unimpaired - Delete | 3.2_Al | Surface | Tech | Surface_Tech_3.2_Al | Surface_Tech_3.2_Al | Fe_Tech_Al_3.2
Upper Guyandotte River | 2164 | WV1020196 | 073 | Gilbert Creek | WV-OGU-47-B | Horsepen Creek | WVOG-89-B | -81.9113 | 37.6301 | PREMIUM ENERGY, LLC | 2000-03-29 | 3.1 | 0 |  | 3.1 | 3 | 5.26 | 0.43 | 0.75 | 2 | 3.47 | Unimpaired - Delete | 3.2_Al | Surface | Tech | Surface_Tech_3.2_Al | Surface_Tech_3.2_Al | Fe_Tech_Al_3.2
Upper Guyandotte River | 2164 | WV1020196 | 074 | Gilbert Creek | WV-OGU-47-B | Horsepen Creek | WVOG-89-B | -81.9106 | 37.6318 | PREMIUM ENERGY, LLC | 2000-03-29 | 1.7 | 0 |  | 1.7 | 3 | 5.26 | 0.43 | 0.75 | 2 | 3.47 | Unimpaired - Delete | 3.2_Al | Surface | Tech | Surface_Tech_3.2_Al | Surface_Tech_3.2_Al | Fe_Tech_Al_3.2
Upper Guyandotte River | 2164 | WV1020196 | 075 | Gilbert Creek | WV-OGU-47-B | Horsepen Creek | WVOG-89-B | -81.91 | 37.6326 | PREMIUM ENERGY, LLC | 2000-03-29 | 1.5 | 0 |  | 1.5 | 3 | 5.26 | 0.43 | 0.75 | 2 | 3.47 | Unimpaired - Delete | 3.2_Al | Surface | Tech | Surface_Tech_3.2_Al | Surface_Tech_3.2_Al | Fe_Tech_Al_3.2
Upper Guyandotte River | 2168 | WV1020196 | 076 | Gilbert Creek | WV-OGU-47-B | Horsepen Creek | WVOG-89-B | -81.9096 | 37.6332 | PREMIUM ENERGY, LLC | 2000-03-29 | 1.9 | 0 |  | 1.9 | 3 | 5.26 | 0.43 | 0.75 | 2 | 3.47 | Unimpaired - Delete | 3.2_Al | Surface | Tech | Surface_Tech_3.2_Al | Surface_Tech_3.2_Al | Fe_Tech_Al_3.2
Upper Guyandotte River | 2168 | WV1020196 | 077 | Gilbert Creek | WV-OGU-47-B | Horsepen Creek | WVOG-89-B | -81.9111 | 37.6329 | PREMIUM ENERGY, LLC | 2000-03-29 | 1.8 | 0 |  | 1.8 | 3 | 5.26 | 0.43 | 0.75 | 2 | 3.47 | Unimpaired - Delete | 3.2_Al | Surface | Tech | Surface_Tech_3.2_Al | Surface_Tech_3.2_Al | Fe_Tech_Al_3.2
Upper Guyandotte River | 2168 | WV1020196 | 078 | Gilbert Creek | WV-OGU-47-B | Horsepen Creek | WVOG-89-B | -81.9118 | 37.6321 | PREMIUM ENERGY, LLC | 2000-03-29 | 3.5 | 0 |  | 3.5 | 3 | 5.26 | 0.43 | 0.75 | 2 | 3.47 | Unimpaired - Delete | 3.2_Al | Surface | Tech | Surface_Tech_3.2_Al | Surface_Tech_3.2_Al | Fe_Tech_Al_3.2
Upper Guyandotte River | 2171 | WV1020196 | 007 | Gilbert Creek | WV-OGU-47 | Gilbert Creek | WVOG-89 | -81.916 | 37.6121 | PREMIUM ENERGY, LLC | 2000-03-29 | 450 | 28.6 |  | 478.6 | 1.42 | 2.46 | 0.43 | 0.75 | 1 | 1.73 | Unimpaired - Delete | 3.2_Al | Surface | WQ | Surface_WQ_3.2_Al | Surface_WQ_3.2_Al | Fe_WQ_Al_3.2
Upper Guyandotte River | 2168 | WV1020196 | 079 | Gilbert Creek | WV-OGU-47-B | Horsepen Creek | WVOG-89-B | -81.9151 | 37.6326 | PREMIUM ENERGY, LLC | 2000-03-29 | 7.3 | 0 |  | 7.3 | 3 | 5.26 | 0.43 | 0.75 | 2 | 3.47 | Unimpaired - Delete | 3.2_Al | Surface | Tech | Surface_Tech_3.2_Al | Surface_Tech_3.2_Al | Fe_Tech_Al_3.2
Upper Guyandotte River | 2168 | WV1020196 | 080 | Gilbert Creek | WV-OGU-47-B | Horsepen Creek | WVOG-89-B | -81.9161 | 37.6334 | PREMIUM ENERGY, LLC | 2000-03-29 | 0.7 | 0 |  | 0.7 | 3 | 5.26 | 0.43 | 0.75 | 2 | 3.47 | Unimpaired - Delete | 3.2_Al | Surface | Tech | Surface_Tech_3.2_Al | Surface_Tech_3.2_Al | Fe_Tech_Al_3.2
Upper Guyandotte River | 2168 | WV1020196 | 081 | Gilbert Creek | WV-OGU-47-B | Horsepen Creek | WVOG-89-B | -81.9175 | 37.6331 | PREMIUM ENERGY, LLC | 2000-03-29 | 4.6 | 0 |  | 4.6 | 3 | 5.26 | 0.43 | 0.75 | 2 | 3.47 | Unimpaired - Delete | 3.2_Al | Surface | Tech | Surface_Tech_3.2_Al | Surface_Tech_3.2_Al | Fe_Tech_Al_3.2
Upper Guyandotte River | 2168 | WV1020196 | 082 | Gilbert Creek | WV-OGU-47-B | Horsepen Creek | WVOG-89-B | -81.9191 | 37.6333 | PREMIUM ENERGY, LLC | 2000-03-29 | 0.7 | 0 |  | 0.7 | 3 | 5.26 | 0.43 | 0.75 | 2 | 3.47 | Unimpaired - Delete | 3.2_Al | Surface | Tech | Surface_Tech_3.2_Al | Surface_Tech_3.2_Al | Fe_Tech_Al_3.2
Upper Guyandotte River | 2168 | WV1020196 | 083 | Gilbert Creek | WV-OGU-47-B | Horsepen Creek | WVOG-89-B | -81.9193 | 37.6322 | PREMIUM ENERGY, LLC | 2000-03-29 | 4.1 | 0 |  | 4.1 | 3 | 5.26 | 0.43 | 0.75 | 2 | 3.47 | Unimpaired - Delete | 3.2_Al | Surface | Tech | Surface_Tech_3.2_Al | Surface_Tech_3.2_Al | Fe_Tech_Al_3.2
Upper Guyandotte River | 2171 | WV1020196 | 008 | Gilbert Creek | WV-OGU-47 | Gilbert Creek | WVOG-89 | -81.9093 | 37.6196 | PREMIUM ENERGY, LLC | 2000-03-29 | 11.2 | 11.6 |  | 22.8 | 1.42 | 2.46 | 0.43 | 0.75 | 1 | 1.73 | Unimpaired - Delete | 3.2_Al | Surface | WQ | Surface_WQ_3.2_Al | Surface_WQ_3.2_Al | Fe_WQ_Al_3.2
Upper Guyandotte River | 2051 | WV1020277 | 001 | Rich Creek | WV-OGU-18 | Rich Creek | WVOG-73 | -81.9401 | 37.7393 | RUM CREEK COAL SALES INC | 2000-11-30 | 4.72 | 1.27 |  | 5.99 | 2.58 | 4.47 | 0.43 | 0.75 | 2 | 3.47 | Unimpaired - Delete | 3.2_Al | Surface | Tech | Surface_Tech_3.2_Al | Surface_Tech_3.2_Al | Fe_Tech_Al_3.2
Upper Guyandotte River | 2051 | WV1020340 | 001 | Rich Creek | WV-OGU-18 | Rich Creek | WVOG-73 | -81.9396 | 37.749 | ARACOMA COAL COMPANY INC | 2000-11-15 | 2.26 | 3 |  | 5.26 | 2.58 | 4.47 | 0.43 | 0.75 | 2 | 3.47 | Unimpaired - Delete | 3.2_Al | Surface | Tech | Surface_Tech_3.2_Al | Surface_Tech_3.2_Al | Fe_Tech_Al_3.2
Upper Guyandotte River | 2045 | WV1020366 | 009 | Madison Branch | WV-OGU-17 | Madison Branch | WVOG-72 | -81.9565 | 37.7736 | GREENTHORN, LLC | 2000-11-30 | 3.36 | 0 |  | 3.36 | 2.58 | 4.47 | 0.4329 | 0.75 | 2 | 3.47 | Unimpaired - Delete | 3.2_Al | Surface | Tech | Surface_Tech_3.2_Al | Surface_Tech_3.2_Al | Fe_Tech_Al_3.2
Upper Guyandotte River | 2045 | WV1020366 | 010 | Madison Branch | WV-OGU-17 | Madison Branch | WVOG-72 | -81.9571 | 37.7728 | GREENTHORN, LLC | 2000-11-30 | 4.39 | 0 |  | 4.39 | 2.58 | 4.47 | 0.4329 | 0.75 | 2 | 3.47 | Unimpaired - Delete | 3.2_Al | Surface | Tech | Surface_Tech_3.2_Al | Surface_Tech_3.2_Al | Fe_Tech_Al_3.2
Upper Guyandotte River | 2051 | WV1020366 | 011 | Rich Creek | WV-OGU-18 | Rich Creek | WVOG-73 | -81.9559 | 37.7605 | GREENTHORN, LLC | 2000-11-30 | 18.21 | 0 |  | 18.21 | 2.58 | 4.47 | 0.4329 | 0.75 | 2 | 3.47 | Unimpaired - Delete | 3.2_Al | Surface | Tech | Surface_Tech_3.2_Al | Surface_Tech_3.2_Al | Fe_Tech_Al_3.2
Upper Guyandotte River | 2045 | WV1020366 | 012 | Madison Branch | WV-OGU-17 | Madison Branch | WVOG-72 | -81.96 | 37.7721 | GREENTHORN, LLC | 2000-11-30 | 3.84 | 0 |  | 3.84 | 2.58 | 4.47 | 0.4329 | 0.75 | 2 | 3.47 | Unimpaired - Delete | 3.2_Al | Surface | Tech | Surface_Tech_3.2_Al | Surface_Tech_3.2_Al | Fe_Tech_Al_3.2
Upper Guyandotte River | 2045 | WV1020366 | 013 | Madison Branch | WV-OGU-17 | Madison Branch | WVOG-72 | -81.9612 | 37.7695 | GREENTHORN, LLC | 2000-11-30 | 6.02 | 0 |  | 6.02 | 2.58 | 4.47 | 0.4329 | 0.75 | 2 | 3.47 | Unimpaired - Delete | 3.2_Al | Surface | Tech | Surface_Tech_3.2_Al | Surface_Tech_3.2_Al | Fe_Tech_Al_3.2
Upper Guyandotte River | 2045 | WV1020366 | 014 | Madison Branch | WV-OGU-17 | Madison Branch | WVOG-72 | -81.9626 | 37.7713 | GREENTHORN, LLC | 2000-11-30 | 24.11 | 0 |  | 24.11 | 2.58 | 4.47 | 0.4329 | 0.75 | 2 | 3.47 | Unimpaired - Delete | 3.2_Al | Surface | Tech | Surface_Tech_3.2_Al | Surface_Tech_3.2_Al | Fe_Tech_Al_3.2
Upper Guyandotte River | 2045 | WV1020366 | 015 | Madison Branch | WV-OGU-17 | Madison Branch | WVOG-72 | -81.9683 | 37.7774 | GREENTHORN, LLC | 2000-11-30 | 6.78 | 41.66 |  | 48.44 | 2.58 | 4.47 | 0.4329 | 0.75 | 2 | 3.47 | Unimpaired - Delete | 3.2_Al | Surface | Tech | Surface_Tech_3.2_Al | Surface_Tech_3.2_Al | Fe_Tech_Al_3.2
Upper Guyandotte River | 2045 | WV1020366 | 016 | Madison Branch | WV-OGU-17 | Madison Branch | WVOG-72 | -81.9662 | 37.7796 | GREENTHORN, LLC | 2000-11-30 | 6.78 | 41.66 |  | 48.44 | 2.58 | 4.47 | 0.4329 | 0.75 | 2 | 3.47 | Unimpaired - Delete | 3.2_Al | Surface | Tech | Surface_Tech_3.2_Al | Surface_Tech_3.2_Al | Fe_Tech_Al_3.2
Upper Guyandotte River | 2045 | WV1020366 | 017 | Madison Branch | WV-OGU-17 | Madison Branch | WVOG-72 | -81.963 | 37.779 | GREENTHORN, LLC | 2000-11-30 | 14.92 | 12.99 |  | 27.91 | 2.58 | 4.47 | 0.4329 | 0.75 | 2 | 3.47 | Unimpaired - Delete | 3.2_Al | Surface | Tech | Surface_Tech_3.2_Al | Surface_Tech_3.2_Al | Fe_Tech_Al_3.2
Upper Guyandotte River | 2051 | WV1020366 | 001 | Rich Creek | WV-OGU-18 | Rich Creek | WVOG-73 | -81.955 | 37.7586 | GREENTHORN, LLC | 2000-11-30 | 11.67 | 0 |  | 11.67 | 2.58 | 4.47 | 0.4329 | 0.75 | 2 | 3.47 | Unimpaired - Delete | 3.2_Al | Surface | Tech | Surface_Tech_3.2_Al | Surface_Tech_3.2_Al | Fe_Tech_Al_3.2
Upper Guyandotte River | 1043 | WV1020366 | 019 | Island Creek | WV-OGU-1 | Island Creek | WVOG-65 | -81.9678 | 37.7714 | GREENTHORN, LLC | 2000-11-30 | 36.83 | 0 |  | 36.83 | 3 | 5.26 | 0.4329 | 0.75 | 2 | 3.47 | Unimpaired - Delete | 3.2_Al | Surface | Tech | Surface_Tech_3.2_Al | Surface_Tech_3.2_Al | Fe_Tech_Al_3.2
Upper Guyandotte River | 1043 | WV1020366 | 021 | Island Creek | WV-OGU-1 | Island Creek | WVOG-65 | -81.9695 | 37.7677 | GREENTHORN, LLC | 2000-11-30 | 4.41 | 2.8 |  | 7.21 | 3 | 5.26 | 0.4329 | 0.75 | 2 | 3.47 | Unimpaired - Delete | 3.2_Al | Surface | Tech | Surface_Tech_3.2_Al | Surface_Tech_3.2_Al | Fe_Tech_Al_3.2
Upper Guyandotte River | 1043 | WV1020366 | 022 | Island Creek | WV-OGU-1 | Island Creek | WVOG-65 | -81.9669 | 37.7672 | GREENTHORN, LLC | 2000-11-30 | 7.77 | 10.14 |  | 17.91 | 3 | 5.26 | 0.4329 | 0.75 | 2 | 3.47 | Unimpaired - Delete | 3.2_Al | Surface | Tech | Surface_Tech_3.2_Al | Surface_Tech_3.2_Al | Fe_Tech_Al_3.2
Upper Guyandotte River | 1043 | WV1020366 | 023 | Island Creek | WV-OGU-1 | Island Creek | WVOG-65 | -81.964 | 37.7659 | GREENTHORN, LLC | 2000-11-30 | 7.16 | 17.25 |  | 24.41 | 3 | 5.26 | 0.4329 | 0.75 | 2 | 3.47 | Unimpaired - Delete | 3.2_Al | Surface | Tech | Surface_Tech_3.2_Al | Surface_Tech_3.2_Al | Fe_Tech_Al_3.2
Upper Guyandotte River | 1043 | WV1020366 | 024 | Island Creek | WV-OGU-1 | Island Creek | WVOG-65 | -81.9654 | 37.7643 | GREENTHORN, LLC | 2000-11-30 | 1.63 | 3.58 |  | 5.21 | 3 | 5.26 | 0.4329 | 0.75 | 2 | 3.47 | Unimpaired - Delete | 3.2_Al | Surface | Tech | Surface_Tech_3.2_Al | Surface_Tech_3.2_Al | Fe_Tech_Al_3.2
Upper Guyandotte River | 1043 | WV1020366 | 025 | Island Creek | WV-OGU-1 | Island Creek | WVOG-65 | -81.9636 | 37.7635 | GREENTHORN, LLC | 2000-11-30 | 4.24 | 17.73 |  | 21.97 | 3 | 5.26 | 0.4329 | 0.75 | 2 | 3.47 | Unimpaired - Delete | 3.2_Al | Surface | Tech | Surface_Tech_3.2_Al | Surface_Tech_3.2_Al | Fe_Tech_Al_3.2
Upper Guyandotte River | 1043 | WV1020366 | 026 | Island Creek | WV-OGU-1 | Island Creek | WVOG-65 | -81.967 | 37.7624 | GREENTHORN, LLC | 2000-11-30 | 10.42 | 1.05 |  | 11.47 | 3 | 5.26 | 0.4329 | 0.75 | 2 | 3.47 | Unimpaired - Delete | 3.2_Al | Surface | Tech | Surface_Tech_3.2_Al | Surface_Tech_3.2_Al | Fe_Tech_Al_3.2
Upper Guyandotte River | 1044 | WV1020366 | 027 | Island Creek | WV-OGU-1-Q | Middle Fork/Island Creek | WVOG-65-G | -81.9669 | 37.7598 | GREENTHORN, LLC | 2000-11-30 | 19.92 | 3.95 |  | 23.87 | 3 | 5.26 | 0.4329 | 0.75 | 2 | 3.47 | Unimpaired - Delete | 3.2_Al | Surface | Tech | Surface_Tech_3.2_Al | Surface_Tech_3.2_Al | Fe_Tech_Al_3.2
Upper Guyandotte River | 1044 | WV1020366 | 028 | Island Creek | WV-OGU-1-Q | Middle Fork/Island Creek | WVOG-65-G | -81.9599 | 37.7604 | GREENTHORN, LLC | 2000-11-30 | 14.03 | 15.42 |  | 29.45 | 3 | 5.26 | 0.4329 | 0.75 | 2 | 3.47 | Unimpaired - Delete | 3.2_Al | Surface | Tech | Surface_Tech_3.2_Al | Surface_Tech_3.2_Al | Fe_Tech_Al_3.2
Upper Guyandotte River | 2051 | WV1020366 | 002 | Rich Creek | WV-OGU-18 | Rich Creek | WVOG-73 | -81.9544 | 37.7565 | GREENTHORN, LLC | 2000-11-30 | 19.23 | 0 |  | 19.23 | 2.58 | 4.47 | 0.4329 | 0.75 | 2 | 3.47 | Unimpaired - Delete | 3.2_Al | Surface | Tech | Surface_Tech_3.2_Al | Surface_Tech_3.2_Al | Fe_Tech_Al_3.2
Upper Guyandotte River | 2051 | WV1020366 | 031 | Rich Creek | WV-OGU-18 | Rich Creek | WVOG-73 | -81.9365 | 37.7576 | GREENTHORN, LLC | 2004-10-18 | 2 | 0 |  | 2 | 1.42 | 2.46 | 0.4329 | 0.75 | 2 | 3.47 | Unimpaired - Delete | 3.2_Al | Surface | WQ | Surface_WQ_3.2_Al | Surface_WQ_3.2_Al | Fe_WQ_Al_3.2
Upper Guyandotte River | 1044 | WV1020366 | 032 | Island Creek | WV-OGU-1-Q | Middle Fork/Island Creek | WVOG-65-G | -81.9721 | 37.762 | GREENTHORN, LLC | 2008-01-15 | 14.06 | 0 |  | 14.06 | 1.42 | 2.46 | 0.43 | 0.75 | 2 | 3.47 | Unimpaired - Delete | 3.2_Al | Surface | WQ | Surface_WQ_3.2_Al | Surface_WQ_3.2_Al | Fe_WQ_Al_3.2
Upper Guyandotte River | 2044 | WV1020366 | 003 | Madison Branch | WV-OGU-17-A | UNT/Madison Branch RM 0.68 | WVOG-72-A | -81.9488 | 37.7702 | GREENTHORN, LLC | 2000-11-30 | 182.26 | 40.9 |  | 223.16 | 1.42 | 2.46 | 0.43 | 0.75 | 2 | 3.47 | Unimpaired - Delete | 3.2_Al | Surface | WQ | Surface_WQ_3.2_Al | Surface_WQ_3.2_Al | Fe_WQ_Al_3.2
Upper Guyandotte River | 1044 | WV1020366 | 033 | Island Creek | WV-OGU-1-Q | Middle Fork/Island Creek | WVOG-65-G | -81.9765 | 37.7628 | GREENTHORN, LLC | 2008-01-15 | 40.35 | 0 |  | 40.35 | 1.42 | 2.46 | 0.43 | 0.75 | 2 | 3.47 | Unimpaired - Delete | 3.2_Al | Surface | WQ | Surface_WQ_3.2_Al | Surface_WQ_3.2_Al | Fe_WQ_Al_3.2
Upper Guyandotte River | 1043 | WV1020366 | 034 | Island Creek | WV-OGU-1 | Island Creek | WVOG-65 | -81.9651 | 37.7668 | GREENTHORN, LLC | 2008-01-15 | 13.28 | 4.63 |  | 17.91 | 3 | 5.26 | 0.43 | 0.75 | 2 | 3.47 | Unimpaired - Delete | 3.2_Al | Surface | Tech | Surface_Tech_3.2_Al | Surface_Tech_3.2_Al | Fe_Tech_Al_3.2
Upper Guyandotte River | 1044 | WV1020366 | 004 | Island Creek | WV-OGU-1-Q | Middle Fork/Island Creek | WVOG-65-G | -81.9582 | 37.7552 | GREENTHORN, LLC | 2000-11-30 | 8.08 | 0 |  | 8.08 | 3 | 5.26 | 0.4329 | 0.75 | 2 | 3.47 | Unimpaired - Delete | 3.2_Al | Surface | Tech | Surface_Tech_3.2_Al | Surface_Tech_3.2_Al | Fe_Tech_Al_3.2
Upper Guyandotte River | 1044 | WV1020366 | 005 | Island Creek | WV-OGU-1-Q | Middle Fork/Island Creek | WVOG-65-G | -81.9589 | 37.7521 | GREENTHORN, LLC | 2000-11-30 | 11.67 | 0 |  | 11.67 | 3 | 5.26 | 0.4329 | 0.75 | 2 | 3.47 | Unimpaired - Delete | 3.2_Al | Surface | Tech | Surface_Tech_3.2_Al | Surface_Tech_3.2_Al | Fe_Tech_Al_3.2
Upper Guyandotte River | 1044 | WV1020366 | 006 | Island Creek | WV-OGU-1-Q | Middle Fork/Island Creek | WVOG-65-G | -81.9608 | 37.7562 | GREENTHORN, LLC | 2000-11-30 | 14.84 | 0 |  | 14.84 | 3 | 5.26 | 0.4329 | 0.75 | 2 | 3.47 | Unimpaired - Delete | 3.2_Al | Surface | Tech | Surface_Tech_3.2_Al | Surface_Tech_3.2_Al | Fe_Tech_Al_3.2
Upper Guyandotte River | 2044 | WV1020366 | 007 | Madison Branch | WV-OGU-17-A | UNT/Madison Branch RM 0.68 | WVOG-72-A | -81.9539 | 37.77 | GREENTHORN, LLC | 2000-11-30 | 6.17 | 0 |  | 6.17 | 2.58 | 4.47 | 0.4329 | 0.75 | 2 | 3.47 | Unimpaired - Delete | 3.2_Al | Surface | Tech | Surface_Tech_3.2_Al | Surface_Tech_3.2_Al | Fe_Tech_Al_3.2
Upper Guyandotte River | 2045 | WV1020366 | 008 | Madison Branch | WV-OGU-17 | Madison Branch | WVOG-72 | -81.9538 | 37.773 | GREENTHORN, LLC | 2000-11-30 | 5.03 | 0 |  | 5.03 | 2.58 | 4.47 | 0.4329 | 0.75 | 2 | 3.47 | Unimpaired - Delete | 3.2_Al | Surface | Tech | Surface_Tech_3.2_Al | Surface_Tech_3.2_Al | Fe_Tech_Al_3.2
Upper Guyandotte River | 2029 | WV1020421 | 001 | Rum Creek | WV-OGU-10-B | Right Hand Fork/Rum Creek | WVOG-70-A | -81.8751 | 37.7802 | BANDMILL COAL CORPORATION | 2002-06-27 | 124.37 | 18.56 |  | 142.93 | 1.42 | 2.46 | 0.43 | 0.75 | 2 | 3.47 | Unimpaired - Delete | 3.2_Al | Surface | WQ | Surface_WQ_3.2_Al | Surface_WQ_3.2_Al | Fe_WQ_Al_3.2
Upper Guyandotte River | 2019 | WV1020463 | 009 | Dingess Run | WV-OGU-4-J | Georges Creek | WVOG-68-H | -81.8646 | 37.8462 | HIGHLAND MINING COMPANY | 2008-07-03 | 40.17 | 0 |  | 40.17 | 0.89 | 1.55 | 0.87 | 1.51 | 2 | 3.47 | Unimpaired - Delete | 3.2_Al | Surface | WQ | Surface_WQ_3.2_Al | Surface_WQ_3.2_Al | Fe_WQ_Al_3.2
Upper Guyandotte River | 2019 | WV1020463 | 010 | Dingess Run | WV-OGU-4-J | Georges Creek | WVOG-68-H | -81.8618 | 37.8473 | HIGHLAND MINING COMPANY | 2008-07-03 | 40.17 | 0 |  | 40.17 | 0.89 | 1.55 | 0.87 | 1.51 | 2 | 3.47 | Unimpaired - Delete | 3.2_Al | Surface | WQ | Surface_WQ_3.2_Al | Surface_WQ_3.2_Al | Fe_WQ_Al_3.2
Upper Guyandotte River | 2020 | WV1020463 | 011 | Dingess Run | WV-OGU-4-J-2 | UNT/Georges Creek RM 1.50 | WVOG-68-H-2 | -81.8585 | 37.847 | HIGHLAND MINING COMPANY | 2008-07-03 | 163.78 | 0 |  | 163.78 | 0.89 | 1.55 | 0.87 | 1.51 | 2 | 3.47 | Unimpaired - Delete | 3.2_Al | Surface | WQ | Surface_WQ_3.2_Al | Surface_WQ_3.2_Al | Fe_WQ_Al_3.2
Upper Guyandotte River | 2021 | WV1020463 | 012 | Dingess Run | WV-OGU-4-J | Georges Creek | WVOG-68-H | -81.8546 | 37.8465 | HIGHLAND MINING COMPANY | 2008-07-03 | 16.04 | 0 |  | 16.04 | 0.89 | 1.55 | 0.87 | 1.51 | 2 | 3.47 | Unimpaired - Delete | 3.2_Al | Surface | WQ | Surface_WQ_3.2_Al | Surface_WQ_3.2_Al | Fe_WQ_Al_3.2
Upper Guyandotte River | 2021 | WV1020463 | 013 | Dingess Run | WV-OGU-4-J | Georges Creek | WVOG-68-H | -81.8529 | 37.8445 | HIGHLAND MINING COMPANY | 2008-07-03 | 16.04 | 0 |  | 16.04 | 0.89 | 1.55 | 0.87 | 1.51 | 2 | 3.47 | Unimpaired - Delete | 3.2_Al | Surface | WQ | Surface_WQ_3.2_Al | Surface_WQ_3.2_Al | Fe_WQ_Al_3.2
Upper Guyandotte River | 2018 | WV1020463 | 001 | Dingess Run | WV-OGU-4-J-1 | UNT/Georges Creek RM 1.07 | WVOG-68-H-1 | -81.8682 | 37.8443 | HIGHLAND MINING COMPANY | 2003-01-15 | 233.63 | 7.18 |  | 240.81 | 0.56 | 0.97 | 1.34 | 2.34 | 2 | 3.47 | Unimpaired - Delete | 3.2_Al | Surface | WQ | Surface_WQ_3.2_Al | Surface_WQ_3.2_Al | Fe_WQ_Al_3.2
Upper Guyandotte River | 2018 | WV1020463 | 002 | Dingess Run | WV-OGU-4-J-1 | UNT/Georges Creek RM 1.07 | WVOG-68-H-1 | -81.8662 | 37.8459 | HIGHLAND MINING COMPANY | 2003-01-15 | 18.71 | 0 |  | 18.71 | 0.56 | 0.97 | 1.34 | 2.34 | 2 | 4 | Unimpaired - Delete | 3.2_Al | Surface | WQ | Surface_WQ_3.2_Al | Surface_WQ_3.2_Al | Fe_WQ_Al_3.2
Upper Guyandotte River | 2018 | WV1020463 | 003 | Dingess Run | WV-OGU-4-J-1 | UNT/Georges Creek RM 1.07 | WVOG-68-H-1 | -81.8693 | 37.8448 | HIGHLAND MINING COMPANY | 2003-01-15 | 66.67 | 0 |  | 66.67 | 0.56 | 0.97 | 1.34 | 2.34 | 2 | 4 | Unimpaired - Delete | 3.2_Al | Surface | WQ | Surface_WQ_3.2_Al | Surface_WQ_3.2_Al | Fe_WQ_Al_3.2
Upper Guyandotte River | 2017 | WV1020463 | 004 | Dingess Run | WV-OGU-4-J | Georges Creek | WVOG-68-H | -81.8707 | 37.8507 | HIGHLAND MINING COMPANY | 2003-01-15 | 7.88 | 0 |  | 7.88 | 1.82 | 3.15 | 0.87 | 1.51 | 2 | 4 | Unimpaired - Delete | 3.2_Al | Surface | Tech | Surface_Tech_3.2_Al | Surface_Tech_3.2_Al | Fe_Tech_Al_3.2
Upper Guyandotte River | 2017 | WV1020463 | 005 | Dingess Run | WV-OGU-4-J | Georges Creek | WVOG-68-H | -81.8707 | 37.8523 | HIGHLAND MINING COMPANY | 2003-01-15 | 58.63 | 6.49 |  | 65.12 | 0.56 | 0.97 | 0.87 | 1.51 | 2 | 4 | Unimpaired - Delete | 3.2_Al | Surface | WQ | Surface_WQ_3.2_Al | Surface_WQ_3.2_Al | Fe_WQ_Al_3.2
Upper Guyandotte River | 2017 | WV1020463 | 006 | Dingess Run | WV-OGU-4-J | Georges Creek | WVOG-68-H | -81.8746 | 37.8534 | HIGHLAND MINING COMPANY | 2003-01-15 | 15 | 0 |  | 15 | 0.56 | 0.97 | 0.87 | 1.51 | 2 | 4 | Unimpaired - Delete | 3.2_Al | Surface | WQ | Surface_WQ_3.2_Al | Surface_WQ_3.2_Al | Fe_WQ_Al_3.2
Upper Guyandotte River | 2017 | WV1020463 | 007 | Dingess Run | WV-OGU-4-J | Georges Creek | WVOG-68-H | -81.8751 | 37.8554 | HIGHLAND MINING COMPANY | 2003-01-15 | 15 | 0 |  | 15 | 0.56 | 0.97 | 0.87 | 1.51 | 2 | 4 | Unimpaired - Delete | 3.2_Al | Surface | WQ | Surface_WQ_3.2_Al | Surface_WQ_3.2_Al | Fe_WQ_Al_3.2
Upper Guyandotte River | 2017 | WV1020463 | 008 | Dingess Run | WV-OGU-4-J | Georges Creek | WVOG-68-H | -81.876 | 37.8573 | HIGHLAND MINING COMPANY | 2003-01-15 | 15 | 0 |  | 15 | 0.56 | 0.97 | 0.87 | 1.51 | 2 | 4 | Unimpaired - Delete | 3.2_Al | Surface | WQ | Surface_WQ_3.2_Al | Surface_WQ_3.2_Al | Fe_WQ_Al_3.2
Upper Guyandotte River | 2135 | WV1020480 | 001 | Rockhouse Creek | WV-OGU-29 | Rockhouse Creek | WVOG-77 | -81.9181 | 37.7026 | HAMPDEN COAL, LLC | 2003-10-30 | 3.24 | 13.64 | 0.1 | 16.88 | 3 | 6 | 0.43 | 0.75 | 2 | 4 | Unimpaired - Delete | 3.2_Al | DMR and Landuse | Tech | DMR and Landuse_Tech_3.2_Al | DMR and Landuse_Tech_3.2_Al | Fe_Tech_Al_3.2
Upper Guyandotte River | 2092 | WV1020498 | 001 | Huff Creek | WV-OGU-28 | Huff Creek | WVOG-76 | -81.8578 | 37.7293 | HAMPDEN COAL, LLC | 2003-03-24 | 55.4 | 0 | 1 | 55.4 | 0.64 | 1.11 | 0.23 | 0.4 | 0.33 | 0.57 | Unimpaired - Delete | 0.75_Al | DMR and Landuse | WQ | DMR and Landuse_WQ_0.75_Al | DMR and Landuse_WQ_0.75_Al | Fe_WQ_Al_.75
Upper Guyandotte River | 2092 | WV1020498 | 002 | Huff Creek | WV-OGU-28 | Huff Creek | WVOG-76 | -81.8569 | 37.7284 | HAMPDEN COAL, LLC | 2003-03-24 | 9.68 | 0 |  | 9.68 | 3 | 6 | 3 | 6 | 2 | 4 | Unimpaired - Delete | 3.2_Al | Surface | Tech | Surface_Tech_3.2_Al | Surface_Tech_3.2_Al | Fe_Tech_Al_3.2
Upper Guyandotte River | 2092 | WV1020498 | 004 | Huff Creek | WV-OGU-28 | Huff Creek | WVOG-76 | -81.8626 | 37.7348 | HAMPDEN COAL, LLC | 2003-10-30 | 1.92 | 3.92 |  | 5.84 | 2.02 | 3.5 | 0.43 | 0.75 | 1.51 | 2.62 | Unimpaired - Delete | 3.2_Al | Surface | Tech | Surface_Tech_3.2_Al | Surface_Tech_3.2_Al | Fe_Tech_Al_3.2
Upper Guyandotte River | 2092 | WV1020498 | 005 | Huff Creek | WV-OGU-28 | Huff Creek | WVOG-76 | -81.862 | 37.7372 | HAMPDEN COAL, LLC | 2003-10-30 | 2.98 | 0 |  | 2.98 | 2.02 | 3.5 | 0.43 | 0.75 | 1.51 | 2.62 | Unimpaired - Delete | 3.2_Al | Surface | Tech | Surface_Tech_3.2_Al | Surface_Tech_3.2_Al | Fe_Tech_Al_3.2
Upper Guyandotte River | 2092 | WV1020498 | 006 | Huff Creek | WV-OGU-28 | Huff Creek | WVOG-76 | -81.8637 | 37.7359 | HAMPDEN COAL, LLC | 2003-10-30 | 5.29 | 0 |  | 5.29 | 2.02 | 3.5 | 0.43 | 0.75 | 1.51 | 2.62 | Unimpaired - Delete | 3.2_Al | Surface | Tech | Surface_Tech_3.2_Al | Surface_Tech_3.2_Al | Fe_Tech_Al_3.2
Upper Guyandotte River | 2092 | WV1020498 | 007 | Huff Creek | WV-OGU-28 | Huff Creek | WVOG-76 | -81.8618 | 37.7357 | HAMPDEN COAL, LLC | 2013-04-19 | 5.84 | 0 |  | 5.84 | 2.02 | 3.5 | 0.43 | 0.75 | 1.51 | 2.62 | Unimpaired - Delete | 3.2_Al | Surface | Tech | Surface_Tech_3.2_Al | Surface_Tech_3.2_Al | Fe_Tech_Al_3.2
Upper Guyandotte River | 2074 | WV1020510 | 001 | Buffalo Creek | WV-OGU-27 | Buffalo Creek | WVOG-75 | -81.7807 | 37.7993 | ERP ENVIRONMENTAL FUND, INC. | 2002-01-17 | 36.83 | 4.17 |  | 41 | 2.12 | 3.68 | 1.51 | 2.62 | 2 | 4 | Unimpaired - Delete | 3.2_Al | Surface | Tech | Surface_Tech_3.2_Al | Surface_Tech_3.2_Al | Fe_Tech_Al_3.2
Upper Guyandotte River | 2074 | WV1020510 | 002 | Buffalo Creek | WV-OGU-27 | Buffalo Creek | WVOG-75 | -81.7736 | 37.8005 | ERP ENVIRONMENTAL FUND, INC. | 2002-01-17 | 17.86 | 22.32 |  | 40.18 | 2.12 | 3.68 | 1.51 | 2.62 | 2 | 4 | Unimpaired - Delete | 3.2_Al | Surface | Tech | Surface_Tech_3.2_Al | Surface_Tech_3.2_Al | Fe_Tech_Al_3.2
Upper Guyandotte River | 2074 | WV1020510 | 003 | Buffalo Creek | WV-OGU-27 | Buffalo Creek | WVOG-75 | -81.7721 | 37.7994 | ERP ENVIRONMENTAL FUND, INC. | 2002-01-17 | 15.52 | 1.36 |  | 16.88 | 2.12 | 3.68 | 1.51 | 2.62 | 2 | 4 | Unimpaired - Delete | 3.2_Al | Surface | Tech | Surface_Tech_3.2_Al | Surface_Tech_3.2_Al | Fe_Tech_Al_3.2
Upper Guyandotte River | 2074 | WV1020510 | 033 | Buffalo Creek | WV-OGU-27 | Buffalo Creek | WVOG-75 | -81.7943 | 37.794 | ERP ENVIRONMENTAL FUND, INC. | 2008-12-02 | 9.13 | 0 |  | 9.13 | 1.42 | 2.46 | 0.43 | 0.75 | 1 | 1.73 | Unimpaired - Delete | 3.2_Al | Surface | WQ | Surface_WQ_3.2_Al | Surface_WQ_3.2_Al | Fe_WQ_Al_3.2
Upper Guyandotte River | 2071 | WV1020510 | 032 | Buffalo Creek | WV-OGU-27-I | Proctor Hollow (Mudlick Branch) | WVOG-75-C.5 | -81.7976 | 37.794 | ERP ENVIRONMENTAL FUND, INC. | 2008-12-02 | 14.32 | 0 |  | 14.32 | 1.42 | 2.46 | 0.43 | 0.75 | 1 | 1.73 | Unimpaired - Delete | 3.2_Al | Surface | WQ | Surface_WQ_3.2_Al | Surface_WQ_3.2_Al | Fe_WQ_Al_3.2
Upper Guyandotte River | 2074 | WV1020510 | 034 | Buffalo Creek | WV-OGU-27 | Buffalo Creek | WVOG-75 | -81.7929 | 37.7959 | ERP ENVIRONMENTAL FUND, INC. | 2008-12-02 | 6.16 | 0 |  | 6.16 | 1.42 | 2.46 | 0.43 | 0.75 | 1 | 1.73 | Unimpaired - Delete | 3.2_Al | Surface | WQ | Surface_WQ_3.2_Al | Surface_WQ_3.2_Al | Fe_WQ_Al_3.2
Upper Guyandotte River | 2074 | WV1020510 | 035 | Buffalo Creek | WV-OGU-27 | Buffalo Creek | WVOG-75 | -81.7912 | 37.7959 | ERP ENVIRONMENTAL FUND, INC. | 2008-12-02 | 6.64 | 0 |  | 6.64 | 1.42 | 2.46 | 0.43 | 0.75 | 1 | 1.73 | Unimpaired - Delete | 3.2_Al | Surface | WQ | Surface_WQ_3.2_Al | Surface_WQ_3.2_Al | Fe_WQ_Al_3.2
Upper Guyandotte River | 2074 | WV1020510 | 036 | Buffalo Creek | WV-OGU-27 | Buffalo Creek | WVOG-75 | -81.7901 | 37.7962 | ERP ENVIRONMENTAL FUND, INC. | 2008-12-02 | 16.54 | 0 |  | 16.54 | 1.42 | 2.46 | 0.43 | 0.75 | 1 | 1.73 | Unimpaired - Delete | 3.2_Al | Surface | WQ | Surface_WQ_3.2_Al | Surface_WQ_3.2_Al | Fe_WQ_Al_3.2
Upper Guyandotte River | 2074 | WV1020510 | 004 | Buffalo Creek | WV-OGU-27 | Buffalo Creek | WVOG-75 | -81.7729 | 37.7969 | ERP ENVIRONMENTAL FUND, INC. | 2002-01-17 | 4.18 | 0 |  | 4.18 | 2.12 | 3.68 | 1.51 | 2.62 | 2 | 4 | Unimpaired - Delete | 3.2_Al | Surface | Tech | Surface_Tech_3.2_Al | Surface_Tech_3.2_Al | Fe_Tech_Al_3.2
Upper Guyandotte River | 2074 | WV1020510 | 005 | Buffalo Creek | WV-OGU-27 | Buffalo Creek | WVOG-75 | -81.7709 | 37.7971 | ERP ENVIRONMENTAL FUND, INC. | 2002-01-17 | 5.15 | 0 |  | 5.15 | 2.12 | 3.68 | 1.51 | 2.62 | 2 | 4 | Unimpaired - Delete | 3.2_Al | Surface | Tech | Surface_Tech_3.2_Al | Surface_Tech_3.2_Al | Fe_Tech_Al_3.2
Upper Guyandotte River | 2074 | WV1020510 | 006 | Buffalo Creek | WV-OGU-27 | Buffalo Creek | WVOG-75 | -81.77 | 37.7973 | ERP ENVIRONMENTAL FUND, INC. | 2002-01-17 | 8.04 | 0 |  | 8.04 | 2.12 | 3.68 | 1.51 | 2.62 | 2 | 4 | Unimpaired - Delete | 3.2_Al | Surface | Tech | Surface_Tech_3.2_Al | Surface_Tech_3.2_Al | Fe_Tech_Al_3.2
Upper Guyandotte River | 2076 | WV1020510 | 007 | Buffalo Creek | WV-OGU-27 | Buffalo Creek | WVOG-75 | -81.7682 | 37.8006 | ERP ENVIRONMENTAL FUND, INC. | 2002-01-17 | 10.99 | 8.08 |  | 19.07 | 2.12 | 3.68 | 1.51 | 2.62 | 2 | 4 | Unimpaired - Delete | 3.2_Al | Surface | Tech | Surface_Tech_3.2_Al | Surface_Tech_3.2_Al | Fe_Tech_Al_3.2
Upper Guyandotte River | 2076 | WV1020510 | 008 | Buffalo Creek | WV-OGU-27 | Buffalo Creek | WVOG-75 | -81.7652 | 37.8071 | ERP ENVIRONMENTAL FUND, INC. | 2002-01-17 | 11.74 | 4.9 |  | 16.64 | 2.12 | 3.68 | 1.51 | 2.62 | 2 | 4 | Unimpaired - Delete | 3.2_Al | Surface | Tech | Surface_Tech_3.2_Al | Surface_Tech_3.2_Al | Fe_Tech_Al_3.2
Upper Guyandotte River | 2173 | WV1020625 | 019 | Gilbert Creek | WV-OGU-47 | Gilbert Creek | WVOG-89 | -81.8985 | 37.5757 | FRASURE CREEK MINING, LLC | 2006-09-19 | 132.14 | 0.48 |  | 132.62 | 0.25 | 0.43 | 0.47 | 0.82 | 1 | 1.73 | Unimpaired - Delete | 3.2_Al | Surface | WQ | Surface_WQ_3.2_Al | Surface_WQ_3.2_Al | Fe_WQ_Al_3.2
Upper Guyandotte River | 2167 | WV1020790 | 001 | Gilbert Creek | WV-OGU-47-B-3 | Browning Fork | WVOG-89-B-1 | -81.951 | 37.6698 | HAMPDEN COAL, LLC | 2003-09-18 | 3.18 | 126.82 | 0.01 | 130 | 1.9 | 3.29 | 0.43 | 0.75 | 2 | 3.47 | Unimpaired - Delete | 3.2_Al | Surface | Tech | Surface_Tech_3.2_Al | Surface_Tech_3.2_Al | Fe_Tech_Al_3.2
Upper Guyandotte River | 4100 | WV1021061 | 009 | Pinnacle Creek | WV-OGU-108-Z | White Oak Branch | WVOG-124-J | -81.434 | 37.4752 | BLUESTONE COAL CORPORATION | 2006-02-09 | 10.68 | 57.81 |  | 68.49 | 0.41 | 0.7 | 0.43 | 0.75 | 2 | 3.47 | Unimpaired - Delete | 3.2_Al | Surface | WQ | Surface_WQ_3.2_Al | Surface_WQ_3.2_Al | Fe_WQ_Al_3.2
Upper Guyandotte River | 4100 | WV1021061 | 010 | Pinnacle Creek | WV-OGU-108-Z | White Oak Branch | WVOG-124-J | -81.4175 | 37.474 | BLUESTONE COAL CORPORATION | 2006-02-09 | 7.14 | 24.26 |  | 31.4 | 0.3 | 0.52 | 0.43 | 0.75 | 2 | 3.47 | Unimpaired - Delete | 3.2_Al | Surface | WQ | Surface_WQ_3.2_Al | Surface_WQ_3.2_Al | Fe_WQ_Al_3.2
Upper Guyandotte River | 4100 | WV1021061 | 011 | Pinnacle Creek | WV-OGU-108-Z | White Oak Branch | WVOG-124-J | -81.4145 | 37.4643 | BLUESTONE COAL CORPORATION | 2006-02-09 | 6.62 | 50.18 |  | 56.8 | 0.3 | 0.52 | 0.43 | 0.75 | 2 | 3.47 | Unimpaired - Delete | 3.2_Al | Surface | WQ | Surface_WQ_3.2_Al | Surface_WQ_3.2_Al | Fe_WQ_Al_3.2
Upper Guyandotte River | 4100 | WV1021061 | 012 | Pinnacle Creek | WV-OGU-108-Z | White Oak Branch | WVOG-124-J | -81.417 | 37.4701 | BLUESTONE COAL CORPORATION | 2006-02-09 | 8.74 | 9.37 |  | 18.11 | 0.3 | 0.52 | 0.43 | 0.75 | 2 | 3.47 | Unimpaired - Delete | 3.2_Al | Surface | WQ | Surface_WQ_3.2_Al | Surface_WQ_3.2_Al | Fe_WQ_Al_3.2
Upper Guyandotte River | 4100 | WV1021061 | 013 | Pinnacle Creek | WV-OGU-108-Z | White Oak Branch | WVOG-124-J | -81.4257 | 37.4757 | BLUESTONE COAL CORPORATION | 2006-02-09 | 8.74 | 9.37 |  | 18.11 | 0.3 | 0.52 | 0.43 | 0.75 | 2 | 3.47 | Unimpaired - Delete | 3.2_Al | Surface | WQ | Surface_WQ_3.2_Al | Surface_WQ_3.2_Al | Fe_WQ_Al_3.2
Upper Guyandotte River | 4100 | WV1021061 | 014 | Pinnacle Creek | WV-OGU-108-Z | White Oak Branch | WVOG-124-J | -81.4308 | 37.4756 | BLUESTONE COAL CORPORATION | 2006-02-09 | 7 | 21.37 |  | 28.37 | 0.3 | 0.52 | 0.43 | 0.75 | 2 | 3.47 | Unimpaired - Delete | 3.2_Al | Surface | WQ | Surface_WQ_3.2_Al | Surface_WQ_3.2_Al | Fe_WQ_Al_3.2
Upper Guyandotte River | 4100 | WV1021061 | 015 | Pinnacle Creek | WV-OGU-108-Z | White Oak Branch | WVOG-124-J | -81.4343 | 37.4728 | BLUESTONE COAL CORPORATION | 2006-02-09 | 7 | 21.37 |  | 28.37 | 0.41 | 0.7 | 0.43 | 0.75 | 2 | 3.47 | Unimpaired - Delete | 3.2_Al | Surface | WQ | Surface_WQ_3.2_Al | Surface_WQ_3.2_Al | Fe_WQ_Al_3.2
Upper Guyandotte River | 4100 | WV1021061 | 016 | Pinnacle Creek | WV-OGU-108-Z | White Oak Branch | WVOG-124-J | -81.4384 | 37.4711 | BLUESTONE COAL CORPORATION | 2006-02-09 | 7.53 | 20.15 |  | 27.68 | 0.41 | 0.7 | 0.43 | 0.75 | 2 | 3.47 | Unimpaired - Delete | 3.2_Al | Surface | WQ | Surface_WQ_3.2_Al | Surface_WQ_3.2_Al | Fe_WQ_Al_3.2
Upper Guyandotte River | 4100 | WV1021061 | 017 | Pinnacle Creek | WV-OGU-108-Z | White Oak Branch | WVOG-124-J | -81.437 | 37.4632 | BLUESTONE COAL CORPORATION | 2006-02-09 | 8.94 | 53.69 |  | 62.63 | 0.41 | 0.7 | 0.43 | 0.75 | 2 | 3.47 | Unimpaired - Delete | 3.2_Al | Surface | WQ | Surface_WQ_3.2_Al | Surface_WQ_3.2_Al | Fe_WQ_Al_3.2
Upper Guyandotte River | 4100 | WV1021061 | 018 | Pinnacle Creek | WV-OGU-108-Z | White Oak Branch | WVOG-124-J | -81.4393 | 37.4615 | BLUESTONE COAL CORPORATION | 2006-02-09 | 11.46 | 49.76 |  | 61.22 | 0.41 | 0.7 | 0.43 | 0.75 | 2 | 3.47 | Unimpaired - Delete | 3.2_Al | Surface | WQ | Surface_WQ_3.2_Al | Surface_WQ_3.2_Al | Fe_WQ_Al_3.2
Upper Guyandotte River | 4100 | WV1021061 | 001 | Pinnacle Creek | WV-OGU-108-Z | White Oak Branch | WVOG-124-J | -81.422 | 37.4749 | BLUESTONE COAL CORPORATION | 2006-02-09 | 16.25 | 57.94 |  | 74.19 | 0.3 | 0.52 | 0.43 | 0.75 | 2 | 3.47 | Unimpaired - Delete | 3.2_Al | Surface | WQ | Surface_WQ_3.2_Al | Surface_WQ_3.2_Al | Fe_WQ_Al_3.2
Upper Guyandotte River | 4100 | WV1021061 | 019 | Pinnacle Creek | WV-OGU-108-Z | White Oak Branch | WVOG-124-J | -81.4398 | 37.4687 | BLUESTONE COAL CORPORATION | 2006-02-09 | 16.28 | 174.74 |  | 191.02 | 0.41 | 0.7 | 0.43 | 0.75 | 2 | 3.47 | Unimpaired - Delete | 3.2_Al | Surface | WQ | Surface_WQ_3.2_Al | Surface_WQ_3.2_Al | Fe_WQ_Al_3.2
Upper Guyandotte River | 4100 | WV1021061 | 020 | Pinnacle Creek | WV-OGU-108-Z | White Oak Branch | WVOG-124-J | -81.442 | 37.4727 | BLUESTONE COAL CORPORATION | 2006-02-09 | 15.77 | 312.43 |  | 328.2 | 0.41 | 0.7 | 0.43 | 0.75 | 2 | 3.47 | Unimpaired - Delete | 3.2_Al | Surface | WQ | Surface_WQ_3.2_Al | Surface_WQ_3.2_Al | Fe_WQ_Al_3.2
Upper Guyandotte River | 4100 | WV1021061 | 002 | Pinnacle Creek | WV-OGU-108-Z | White Oak Branch | WVOG-124-J | -81.4147 | 37.4703 | BLUESTONE COAL CORPORATION | 2006-02-09 | 9.59 | 25.31 |  | 34.9 | 0.3 | 0.52 | 0.43 | 0.75 | 2 | 3.47 | Unimpaired - Delete | 3.2_Al | Surface | WQ | Surface_WQ_3.2_Al | Surface_WQ_3.2_Al | Fe_WQ_Al_3.2
Upper Guyandotte River | 4100 | WV1021061 | 003 | Pinnacle Creek | WV-OGU-108-Z | White Oak Branch | WVOG-124-J | -81.415 | 37.47 | BLUESTONE COAL CORPORATION | 2006-02-09 | 8.65 | 47.72 |  | 56.37 | 0.3 | 0.52 | 0.43 | 0.75 | 2 | 3.47 | Unimpaired - Delete | 3.2_Al | Surface | WQ | Surface_WQ_3.2_Al | Surface_WQ_3.2_Al | Fe_WQ_Al_3.2
Upper Guyandotte River | 4100 | WV1021061 | 004 | Pinnacle Creek | WV-OGU-108-Z | White Oak Branch | WVOG-124-J | -81.4163 | 37.4652 | BLUESTONE COAL CORPORATION | 2006-02-09 | 28.96 | 98.05 |  | 127.01 | 0.3 | 0.52 | 0.43 | 0.75 | 2 | 3.47 | Unimpaired - Delete | 3.2_Al | Surface | WQ | Surface_WQ_3.2_Al | Surface_WQ_3.2_Al | Fe_WQ_Al_3.2
Upper Guyandotte River | 4100 | WV1021061 | 005 | Pinnacle Creek | WV-OGU-108-Z | White Oak Branch | WVOG-124-J | -81.4237 | 37.4729 | BLUESTONE COAL CORPORATION | 2006-02-09 | 12.78 | 33.76 |  | 46.54 | 0.3 | 0.52 | 0.43 | 0.75 | 2 | 3.47 | Unimpaired - Delete | 3.2_Al | Surface | WQ | Surface_WQ_3.2_Al | Surface_WQ_3.2_Al | Fe_WQ_Al_3.2
Upper Guyandotte River | 4100 | WV1021061 | 006 | Pinnacle Creek | WV-OGU-108-Z | White Oak Branch | WVOG-124-J | -81.4254 | 37.4695 | BLUESTONE COAL CORPORATION | 2006-02-09 | 35.41 | 163.43 |  | 198.84 | 0.3 | 0.52 | 0.43 | 0.75 | 2 | 3.47 | Unimpaired - Delete | 3.2_Al | Surface | WQ | Surface_WQ_3.2_Al | Surface_WQ_3.2_Al | Fe_WQ_Al_3.2
Upper Guyandotte River | 4100 | WV1021061 | 007 | Pinnacle Creek | WV-OGU-108-Z | White Oak Branch | WVOG-124-J | -81.4258 | 37.4715 | BLUESTONE COAL CORPORATION | 2006-02-09 | 12.48 | 39.25 |  | 51.73 | 0.3 | 0.52 | 0.43 | 0.75 | 2 | 3.47 | Unimpaired - Delete | 3.2_Al | Surface | WQ | Surface_WQ_3.2_Al | Surface_WQ_3.2_Al | Fe_WQ_Al_3.2
Upper Guyandotte River | 4100 | WV1021061 | 008 | Pinnacle Creek | WV-OGU-108-Z | White Oak Branch | WVOG-124-J | -81.4375 | 37.462 | BLUESTONE COAL CORPORATION | 2006-02-09 | 31.91 | 58.11 |  | 90.02 | 0.41 | 0.7 | 0.43 | 0.75 | 2 | 3.47 | Unimpaired - Delete | 3.2_Al | Surface | WQ | Surface_WQ_3.2_Al | Surface_WQ_3.2_Al | Fe_WQ_Al_3.2
Upper Guyandotte River | 4101 | WV1021079 | 009 | Pinnacle Creek | WV-OGU-108 | Pinnacle Creek | WVOG-124 | -81.4093 | 37.4826 | BLUESTONE COAL CORPORATION | 2004-07-02 | 1 | 0 |  | 1 | 1.42 | 2.46 | 0.43 | 0.75 | 2 | 3.47 | Unimpaired - Delete | 3.2_Al | Surface | WQ | Surface_WQ_3.2_Al | Surface_WQ_3.2_Al | Fe_WQ_Al_3.2
Upper Guyandotte River | 4101 | WV1021079 | 010 | Pinnacle Creek | WV-OGU-108 | Pinnacle Creek | WVOG-124 | -81.4107 | 37.4784 | BLUESTONE COAL CORPORATION | 2004-07-02 | 1 | 0 |  | 1 | 1.42 | 2.46 | 0.43 | 0.75 | 2 | 3.47 | Unimpaired - Delete | 3.2_Al | Surface | WQ | Surface_WQ_3.2_Al | Surface_WQ_3.2_Al | Fe_WQ_Al_3.2
Upper Guyandotte River | 4101 | WV1021079 | 011 | Pinnacle Creek | WV-OGU-108 | Pinnacle Creek | WVOG-124 | -81.4101 | 37.4754 | BLUESTONE COAL CORPORATION | 2004-07-02 | 1 | 0 |  | 1 | 1.42 | 2.46 | 0.43 | 0.75 | 2 | 3.47 | Unimpaired - Delete | 3.2_Al | Surface | WQ | Surface_WQ_3.2_Al | Surface_WQ_3.2_Al | Fe_WQ_Al_3.2
Upper Guyandotte River | 4101 | WV1021079 | 012 | Pinnacle Creek | WV-OGU-108 | Pinnacle Creek | WVOG-124 | -81.4098 | 37.4723 | BLUESTONE COAL CORPORATION | 2004-07-02 | 1 | 0 |  | 1 | 1.42 | 2.46 | 0.43 | 0.75 | 2 | 3.47 | Unimpaired - Delete | 3.2_Al | Surface | WQ | Surface_WQ_3.2_Al | Surface_WQ_3.2_Al | Fe_WQ_Al_3.2
Upper Guyandotte River | 4101 | WV1021079 | 013 | Pinnacle Creek | WV-OGU-108 | Pinnacle Creek | WVOG-124 | -81.4087 | 37.4715 | BLUESTONE COAL CORPORATION | 2004-07-02 | 1 | 0 |  | 1 | 1.42 | 2.46 | 0.43 | 0.75 | 2 | 3.47 | Unimpaired - Delete | 3.2_Al | Surface | WQ | Surface_WQ_3.2_Al | Surface_WQ_3.2_Al | Fe_WQ_Al_3.2
Upper Guyandotte River | 4101 | WV1021079 | 014 | Pinnacle Creek | WV-OGU-108 | Pinnacle Creek | WVOG-124 | -81.4054 | 37.4779 | BLUESTONE COAL CORPORATION | 2004-07-02 | 1 | 0 |  | 1 | 1.42 | 2.46 | 0.43 | 0.75 | 2 | 3.47 | Unimpaired - Delete | 3.2_Al | Surface | WQ | Surface_WQ_3.2_Al | Surface_WQ_3.2_Al | Fe_WQ_Al_3.2
Upper Guyandotte River | 4101 | WV1021079 | 015 | Pinnacle Creek | WV-OGU-108 | Pinnacle Creek | WVOG-124 | -81.4029 | 37.4818 | BLUESTONE COAL CORPORATION | 2004-07-02 | 1 | 0 |  | 1 | 0.95 | 1.64 | 0.08 | 0.14 | 2 | 3.47 | Unimpaired - Delete | 0.75_Al | Surface | 1.0 in Trout | Surface_1.0 in Trout_0.75_Al | Surface_1.0 in Trout_0.75_Al | Fe_Trout_Al_.75
Upper Guyandotte River | 4101 | WV1021079 | 016 | Pinnacle Creek | WV-OGU-108 | Pinnacle Creek | WVOG-124 | -81.3987 | 37.4812 | BLUESTONE COAL CORPORATION | 2004-07-02 | 25.18 | 0 |  | 25.18 | 1.42 | 2.46 | 0.43 | 0.75 | 2 | 3.47 | Unimpaired - Delete | 3.2_Al | Surface | WQ | Surface_WQ_3.2_Al | Surface_WQ_3.2_Al | Fe_WQ_Al_3.2
Upper Guyandotte River | 4101 | WV1021079 | 017 | Pinnacle Creek | WV-OGU-108 | Pinnacle Creek | WVOG-124 | -81.3993 | 37.474 | BLUESTONE COAL CORPORATION | 2004-07-02 | 5.43 | 0 |  | 5.43 | 1.42 | 2.46 | 0.43 | 0.75 | 2 | 3.47 | Unimpaired - Delete | 3.2_Al | Surface | WQ | Surface_WQ_3.2_Al | Surface_WQ_3.2_Al | Fe_WQ_Al_3.2
Upper Guyandotte River | 4101 | WV1021079 | 018 | Pinnacle Creek | WV-OGU-108 | Pinnacle Creek | WVOG-124 | -81.3968 | 37.4718 | BLUESTONE COAL CORPORATION | 2004-07-02 | 22.86 | 0 |  | 22.86 | 1.42 | 2.46 | 0.43 | 0.75 | 2 | 3.47 | Unimpaired - Delete | 3.2_Al | Surface | WQ | Surface_WQ_3.2_Al | Surface_WQ_3.2_Al | Fe_WQ_Al_3.2
Upper Guyandotte River | 4101 | WV1021079 | 001 | Pinnacle Creek | WV-OGU-108 | Pinnacle Creek | WVOG-124 | -81.4079 | 37.4891 | BLUESTONE COAL CORPORATION | 2004-07-02 | 116.39 | 0 |  | 116.39 | 0.95 | 1.64 | 0.08 | 0.14 | 2 | 3.47 | Unimpaired - Delete | 0.75_Al | Surface | 1.0 in Trout | Surface_1.0 in Trout_0.75_Al | Surface_1.0 in Trout_0.75_Al | Fe_Trout_Al_.75
Upper Guyandotte River | 4101 | WV1021079 | 019 | Pinnacle Creek | WV-OGU-108 | Pinnacle Creek | WVOG-124 | -81.3965 | 37.4746 | BLUESTONE COAL CORPORATION | 2004-07-02 | 1 | 0 |  | 1 | 1.42 | 2.46 | 0.43 | 0.75 | 2 | 3.47 | Unimpaired - Delete | 3.2_Al | Surface | WQ | Surface_WQ_3.2_Al | Surface_WQ_3.2_Al | Fe_WQ_Al_3.2
Upper Guyandotte River | 4101 | WV1021079 | 020 | Pinnacle Creek | WV-OGU-108 | Pinnacle Creek | WVOG-124 | -81.3929 | 37.4771 | BLUESTONE COAL CORPORATION | 2004-07-02 | 8.01 | 0 |  | 8.01 | 1.42 | 2.46 | 0.43 | 0.75 | 2 | 3.47 | Unimpaired - Delete | 3.2_Al | Surface | WQ | Surface_WQ_3.2_Al | Surface_WQ_3.2_Al | Fe_WQ_Al_3.2
Upper Guyandotte River | 4101 | WV1021079 | 021 | Pinnacle Creek | WV-OGU-108 | Pinnacle Creek | WVOG-124 | -81.394 | 37.4812 | BLUESTONE COAL CORPORATION | 2004-07-02 | 9.16 | 0 |  | 9.16 | 1.42 | 2.46 | 0.43 | 0.75 | 2 | 3.47 | Unimpaired - Delete | 3.2_Al | Surface | WQ | Surface_WQ_3.2_Al | Surface_WQ_3.2_Al | Fe_WQ_Al_3.2
Upper Guyandotte River | 4104 | WV1021079 | 022 | Pinnacle Creek | WV-OGU-108 | Pinnacle Creek | WVOG-124 | -81.3929 | 37.4807 | BLUESTONE COAL CORPORATION | 2004-07-02 | 7.03 | 0 |  | 7.03 | 0.95 | 1.64 | 0.08 | 0.14 | 2 | 3.47 | Unimpaired - Delete | 0.75_Al | Surface | 1.0 in Trout | Surface_1.0 in Trout_0.75_Al | Surface_1.0 in Trout_0.75_Al | Fe_Trout_Al_.75
Upper Guyandotte River | 4104 | WV1021079 | 023 | Pinnacle Creek | WV-OGU-108 | Pinnacle Creek | WVOG-124 | -81.3909 | 37.4782 | BLUESTONE COAL CORPORATION | 2004-07-02 | 9.96 | 0 |  | 9.96 | 0.95 | 1.64 | 0.08 | 0.14 | 2 | 3.47 | Unimpaired - Delete | 0.75_Al | Surface | 1.0 in Trout | Surface_1.0 in Trout_0.75_Al | Surface_1.0 in Trout_0.75_Al | Fe_Trout_Al_.75
Upper Guyandotte River | 4104 | WV1021079 | 024 | Pinnacle Creek | WV-OGU-108 | Pinnacle Creek | WVOG-124 | -81.3887 | 37.4776 | BLUESTONE COAL CORPORATION | 2004-07-02 | 9.07 | 0 |  | 9.07 | 0.95 | 1.64 | 0.08 | 0.14 | 2 | 3.47 | Unimpaired - Delete | 0.75_Al | Surface | 1.0 in Trout | Surface_1.0 in Trout_0.75_Al | Surface_1.0 in Trout_0.75_Al | Fe_Trout_Al_.75
Upper Guyandotte River | 4104 | WV1021079 | 025 | Pinnacle Creek | WV-OGU-108 | Pinnacle Creek | WVOG-124 | -81.3898 | 37.4757 | BLUESTONE COAL CORPORATION | 2004-07-02 | 7.92 | 0 |  | 7.92 | 1.42 | 2.46 | 0.43 | 0.75 | 2 | 3.47 | Unimpaired - Delete | 3.2_Al | Surface | WQ | Surface_WQ_3.2_Al | Surface_WQ_3.2_Al | Fe_WQ_Al_3.2
Upper Guyandotte River | 4104 | WV1021079 | 026 | Pinnacle Creek | WV-OGU-108 | Pinnacle Creek | WVOG-124 | -81.3904 | 37.4726 | BLUESTONE COAL CORPORATION | 2004-07-02 | 12.01 | 0 |  | 12.01 | 1.42 | 2.46 | 0.43 | 0.75 | 2 | 3.47 | Unimpaired - Delete | 3.2_Al | Surface | WQ | Surface_WQ_3.2_Al | Surface_WQ_3.2_Al | Fe_WQ_Al_3.2
Upper Guyandotte River | 4104 | WV1021079 | 027 | Pinnacle Creek | WV-OGU-108 | Pinnacle Creek | WVOG-124 | -81.3868 | 37.4712 | BLUESTONE COAL CORPORATION | 2004-07-02 | 11.74 | 0 |  | 11.74 | 1.42 | 2.46 | 0.43 | 0.75 | 2 | 3.47 | Unimpaired - Delete | 3.2_Al | Surface | WQ | Surface_WQ_3.2_Al | Surface_WQ_3.2_Al | Fe_WQ_Al_3.2
Upper Guyandotte River | 4105 | WV1021079 | 028 | Pinnacle Creek | WV-OGU-108-AJ | Little Pinnacle Creek | WVOG-124-P | -81.3857 | 37.4709 | BLUESTONE COAL CORPORATION | 2004-07-02 | 8.36 | 0 |  | 8.36 | 1.42 | 2.46 | 0.43 | 0.75 | 2 | 3.47 | Unimpaired - Delete | 3.2_Al | Surface | WQ | Surface_WQ_3.2_Al | Surface_WQ_3.2_Al | Fe_WQ_Al_3.2
Upper Guyandotte River | 4101 | WV1021079 | 002 | Pinnacle Creek | WV-OGU-108 | Pinnacle Creek | WVOG-124 | -81.4118 | 37.4812 | BLUESTONE COAL CORPORATION | 2004-07-02 | 1 | 0 |  | 1 | 1.42 | 2.46 | 0.43 | 0.75 | 2 | 3.47 | Unimpaired - Delete | 3.2_Al | Surface | WQ | Surface_WQ_3.2_Al | Surface_WQ_3.2_Al | Fe_WQ_Al_3.2
Upper Guyandotte River | 4105 | WV1021079 | 029 | Pinnacle Creek | WV-OGU-108-AJ | Little Pinnacle Creek | WVOG-124-P | -81.3859 | 37.4676 | BLUESTONE COAL CORPORATION | 2004-07-02 | 8.18 | 0 |  | 8.18 | 1.42 | 2.46 | 0.43 | 0.75 | 2 | 3.47 | Unimpaired - Delete | 3.2_Al | Surface | WQ | Surface_WQ_3.2_Al | Surface_WQ_3.2_Al | Fe_WQ_Al_3.2
Upper Guyandotte River | 4105 | WV1021079 | 032 | Pinnacle Creek | WV-OGU-108-AJ | Little Pinnacle Creek | WVOG-124-P | -81.3859 | 37.4626 | BLUESTONE COAL CORPORATION | 2004-07-02 | 9.43 | 0 |  | 9.43 | 1.42 | 2.46 | 0.43 | 0.75 | 2 | 3.47 | Unimpaired - Delete | 3.2_Al | Surface | WQ | Surface_WQ_3.2_Al | Surface_WQ_3.2_Al | Fe_WQ_Al_3.2
Upper Guyandotte River | 4105 | WV1021079 | 033 | Pinnacle Creek | WV-OGU-108-AJ | Little Pinnacle Creek | WVOG-124-P | -81.3843 | 37.4629 | BLUESTONE COAL CORPORATION | 2004-07-02 | 10.85 | 0 |  | 10.85 | 1.42 | 2.46 | 0.43 | 0.75 | 2 | 3.47 | Unimpaired - Delete | 3.2_Al | Surface | WQ | Surface_WQ_3.2_Al | Surface_WQ_3.2_Al | Fe_WQ_Al_3.2
Upper Guyandotte River | 4101 | WV1021079 | 003 | Pinnacle Creek | WV-OGU-108 | Pinnacle Creek | WVOG-124 | -81.4062 | 37.4732 | BLUESTONE COAL CORPORATION | 2004-07-02 | 1 | 0 |  | 1 | 1.42 | 2.46 | 0.43 | 0.75 | 2 | 3.47 | Unimpaired - Delete | 3.2_Al | Surface | WQ | Surface_WQ_3.2_Al | Surface_WQ_3.2_Al | Fe_WQ_Al_3.2
Upper Guyandotte River | 4101 | WV1021079 | 004 | Pinnacle Creek | WV-OGU-108 | Pinnacle Creek | WVOG-124 | -81.4012 | 37.475 | BLUESTONE COAL CORPORATION | 2004-07-02 | 1 | 0 |  | 1 | 1.42 | 2.46 | 0.43 | 0.75 | 2 | 3.47 | Unimpaired - Delete | 3.2_Al | Surface | WQ | Surface_WQ_3.2_Al | Surface_WQ_3.2_Al | Fe_WQ_Al_3.2
Upper Guyandotte River | 4101 | WV1021079 | 005 | Pinnacle Creek | WV-OGU-108 | Pinnacle Creek | WVOG-124 | -81.3998 | 37.4715 | BLUESTONE COAL CORPORATION | 2004-07-02 | 1 | 0 |  | 1 | 1.42 | 2.46 | 0.43 | 0.75 | 2 | 3.47 | Unimpaired - Delete | 3.2_Al | Surface | WQ | Surface_WQ_3.2_Al | Surface_WQ_3.2_Al | Fe_WQ_Al_3.2
Upper Guyandotte River | 4101 | WV1021079 | 006 | Pinnacle Creek | WV-OGU-108 | Pinnacle Creek | WVOG-124 | -81.3929 | 37.4729 | BLUESTONE COAL CORPORATION | 2004-07-02 | 1 | 0 |  | 1 | 1.42 | 2.46 | 0.43 | 0.75 | 2 | 3.47 | Unimpaired - Delete | 3.2_Al | Surface | WQ | Surface_WQ_3.2_Al | Surface_WQ_3.2_Al | Fe_WQ_Al_3.2
Upper Guyandotte River | 4104 | WV1021079 | 007 | Pinnacle Creek | WV-OGU-108 | Pinnacle Creek | WVOG-124 | -81.394 | 37.4659 | BLUESTONE COAL CORPORATION | 2004-07-02 | 1 | 0 |  | 1 | 1.42 | 2.46 | 0.43 | 0.75 | 2 | 3.47 | Unimpaired - Delete | 3.2_Al | Surface | WQ | Surface_WQ_3.2_Al | Surface_WQ_3.2_Al | Fe_WQ_Al_3.2
Upper Guyandotte River | 4105 | WV1021079 | 008 | Pinnacle Creek | WV-OGU-108-AJ | Little Pinnacle Creek | WVOG-124-P | -81.3865 | 37.4651 | BLUESTONE COAL CORPORATION | 2004-07-02 | 84.78 | 0 |  | 84.78 | 1.42 | 2.46 | 0.43 | 0.75 | 2 | 3.47 | Unimpaired - Delete | 3.2_Al | Surface | WQ | Surface_WQ_3.2_Al | Surface_WQ_3.2_Al | Fe_WQ_Al_3.2
Upper Guyandotte River | 4083 | WV1021095 | 004 | Pinnacle Creek | WV-OGU-108-M-3 | Sulphur Branch | WVOG-124-E-0.5 | -81.5066 | 37.5243 | BLUESTONE COAL CORPORATION | 2011-04-15 | 0.05 | 0 | 3 | 0.05 | 1.42 | 2.46 | 0.98 | 1.7 | 2 | 3.47 | Unimpaired - Delete | 3.2_Al | DMR | WQ | DMR_WQ_3.2_Al | DMR_WQ_3.2_Al | DMR Only
Upper Guyandotte River | 4083 | WV1021095 | 001 | Pinnacle Creek | WV-OGU-108-M-3 | Sulphur Branch | WVOG-124-E-0.5 | -81.4921 | 37.5248 | BLUESTONE COAL CORPORATION | 2003-12-18 | 2.33 | 62.68 | 0.02 | 65.01 | 1.42 | 2.46 | 0.43 | 0.75 | 2 | 3.47 | Unimpaired - Delete | 3.2_Al | DMR and Landuse | WQ | DMR and Landuse_WQ_3.2_Al | DMR and Landuse_WQ_3.2_Al | Fe_WQ_Al_3.2
Upper Guyandotte River | 2098 | WV1021192 | 001 | Huff Creek | WV-OGU-28 | Huff Creek | WVOG-76 | -81.7584 | 37.7472 | JMAC LEASING INC | 2005-12-30 | 28.26 | 168.29 |  | 196.55 | 1.42 | 2.46 | 0.43 | 0.75 | 2 | 3.47 | Unimpaired - Delete | 3.2_Al | Surface | WQ | Surface_WQ_3.2_Al | Surface_WQ_3.2_Al | Fe_WQ_Al_3.2
Upper Guyandotte River | 2099 | WV1021192 | 003 | Huff Creek | WV-OGU-28-N | Beech Branch | WVOG-76-K | -81.7521 | 37.7465 | JMAC LEASING INC | 2005-12-30 | 20.17 | 0 |  | 20.17 | 0.3 | 0.52 | 0.43 | 0.75 | 2 | 3.47 | Unimpaired - Delete | 3.2_Al | Surface | WQ | Surface_WQ_3.2_Al | Surface_WQ_3.2_Al | Fe_WQ_Al_3.2
Upper Guyandotte River | 2099 | WV1021192 | 004 | Huff Creek | WV-OGU-28-N | Beech Branch | WVOG-76-K | -81.7504 | 37.7487 | JMAC LEASING INC | 2005-12-30 | 12.61 | 0 |  | 12.61 | 0.3 | 0.52 | 0.43 | 0.75 | 2 | 3.47 | Unimpaired - Delete | 3.2_Al | Surface | WQ | Surface_WQ_3.2_Al | Surface_WQ_3.2_Al | Fe_WQ_Al_3.2
Upper Guyandotte River | 2099 | WV1021192 | 005 | Huff Creek | WV-OGU-28-N | Beech Branch | WVOG-76-K | -81.7468 | 37.751 | JMAC LEASING INC | 2005-12-30 | 9.41 | 103.58 |  | 112.99 | 0.3 | 0.52 | 0.43 | 0.75 | 2 | 3.47 | Unimpaired - Delete | 3.2_Al | Surface | WQ | Surface_WQ_3.2_Al | Surface_WQ_3.2_Al | Fe_WQ_Al_3.2
Upper Guyandotte River | 2099 | WV1021192 | 006 | Huff Creek | WV-OGU-28-N | Beech Branch | WVOG-76-K | -81.7461 | 37.7513 | JMAC LEASING INC | 2005-12-30 | 15.74 | 196.97 |  | 212.71 | 0.3 | 0.52 | 0.43 | 0.75 | 2 | 3.47 | Unimpaired - Delete | 3.2_Al | Surface | WQ | Surface_WQ_3.2_Al | Surface_WQ_3.2_Al | Fe_WQ_Al_3.2
Upper Guyandotte River | 2099 | WV1021192 | 007 | Huff Creek | WV-OGU-28-N | Beech Branch | WVOG-76-K | -81.7397 | 37.7498 | JMAC LEASING INC | 2005-12-30 | 14.2 | 110.68 |  | 124.88 | 0.3 | 0.52 | 0.43 | 0.75 | 2 | 3.47 | Unimpaired - Delete | 3.2_Al | Surface | WQ | Surface_WQ_3.2_Al | Surface_WQ_3.2_Al | Fe_WQ_Al_3.2
Upper Guyandotte River | 4057 | WV1021273 | 007 | Guyandotte River (Upper) | WV-OGU | Guyandotte River (upper) | WVOG-up | -81.5659 | 37.5815 | ROAD FORK DEVELOPMENT COMPANY INC | 2012-11-09 | 10.57 | 13.95 |  | 24.52 | 1.42 | 2.46 | 0.43 | 0.75 | 2 | 3.47 | Unimpaired - Delete | 3.2_Al | Surface | WQ | Surface_WQ_3.2_Al | Surface_WQ_3.2_Al | Fe_WQ_Al_3.2
Upper Guyandotte River | 4025 | WV1021273 | 008 | Indian Creek | WV-OGU-84-P | Wolf Pen Branch | WVOG-110-G | -81.5701 | 37.5565 | ROAD FORK DEVELOPMENT COMPANY INC | 2016-09-02 | 0 | 0 | 1.34 | 0 | 1.42 | 2.46 | 0.43 | 0.75 | 2 | 3.47 | Unimpaired - Delete | 3.2_Al | DMR | WQ | DMR_WQ_3.2_Al | DMR_WQ_3.2_Al | DMR Only
Upper Guyandotte River | 4057 | WV1021273 | 001 | Guyandotte River (Upper) | WV-OGU | Guyandotte River (upper) | WVOG-up | -81.5696 | 37.5762 | ROAD FORK DEVELOPMENT COMPANY INC | 2005-10-18 | 2.9 | 14.6 |  | 17.5 | 1.42 | 2.46 | 0.43 | 0.75 | 2 | 4 | Unimpaired - Delete | 3.2_Al | Surface | WQ | Surface_WQ_3.2_Al | Surface_WQ_3.2_Al | Fe_WQ_Al_3.2
Upper Guyandotte River | 4057 | WV1021273 | 002 | Guyandotte River (Upper) | WV-OGU | Guyandotte River (upper) | WVOG-up | -81.5665 | 37.5804 | ROAD FORK DEVELOPMENT COMPANY INC | 2005-10-18 | 8.18 | 23.75 |  | 31.93 | 1.42 | 2.46 | 1.53 | 2.68 | 2 | 4 | Unimpaired - Delete | 3.2_Al | Surface | WQ | Surface_WQ_3.2_Al | Surface_WQ_3.2_Al | Fe_WQ_Al_3.2
Upper Guyandotte River | 4057 | WV1021273 | 005 | Guyandotte River (Upper) | WV-OGU | Guyandotte River (upper) | WVOG-up | -81.5723 | 37.5782 | ROAD FORK DEVELOPMENT COMPANY INC | 2005-10-18 | 0.48 | 10.03 |  | 10.51 | 1.42 | 2.46 | 0.43 | 0.75 | 2 | 4 | Unimpaired - Delete | 3.2_Al | Surface | WQ | Surface_WQ_3.2_Al | Surface_WQ_3.2_Al | Fe_WQ_Al_3.2
Upper Guyandotte River | 5021 | WV1021401 | 001 | Barkers Creek | WV-OGU-128 | Barkers Creek | WVOG-131 | -81.403 | 37.5604 | RIVERSIDE ENERGY COMPANY, LLC | 2006-08-18 | 3.96 | 30.79 | 0.1 | 34.75 | 3 | 5.26 | 0.43 | 0.75 | 2 | 3.47 | Unimpaired - Delete | 3.2_Al | DMR and Landuse | Tech | DMR and Landuse_Tech_3.2_Al | DMR and Landuse_Tech_3.2_Al | Fe_Tech_Al_3.2
Upper Guyandotte River | 4019 | WV1021559 | 003 | Indian Creek | WV-OGU-84-D | Brier Creek | WVOG-110-A | -81.6414 | 37.5237 | SHANE COAL COMPANY | 2014-04-18 | 1 | 0 | 0.15 | 1 | 0.23 | 0.39 | 0.07 | 0.13 | 2 | 3.47 | Unimpaired - Delete | 0.75_Al | DMR | WQ | DMR_WQ_0.75_Al | DMR_WQ_0.75_Al | DMR Only
Upper Guyandotte River | 2120 | WV1021583 | 009 | Huff Creek | WV-OGU-28-Z | Sycamore Creek | WVOG-76-P | -81.6473 | 37.7704 | ROCKWELL MINING, LLC | 2008-11-18 | 14.3 | 0 |  | 14.3 | 1.42 | 2.46 | 3 | 6 | 2 | 4 | Unimpaired - Delete | 3.2_Al | Surface | WQ | Surface_WQ_3.2_Al | Surface_WQ_3.2_Al | Fe_WQ_Al_3.2
Upper Guyandotte River | 2120 | WV1021583 | 010 | Huff Creek | WV-OGU-28-Z | Sycamore Creek | WVOG-76-P | -81.6437 | 37.7709 | ROCKWELL MINING, LLC | 2008-11-18 | 14.4 | 0 |  | 14.4 | 1.42 | 2.46 | 3 | 6 | 2 | 4 | Unimpaired - Delete | 3.2_Al | Surface | WQ | Surface_WQ_3.2_Al | Surface_WQ_3.2_Al | Fe_WQ_Al_3.2
Upper Guyandotte River | 2120 | WV1021583 | 011 | Huff Creek | WV-OGU-28-Z | Sycamore Creek | WVOG-76-P | -81.6407 | 37.774 | ROCKWELL MINING, LLC | 2008-11-18 | 1.9 | 0 |  | 1.9 | 1.42 | 2.46 | 3 | 6 | 2 | 4 | Unimpaired - Delete | 3.2_Al | Surface | WQ | Surface_WQ_3.2_Al | Surface_WQ_3.2_Al | Fe_WQ_Al_3.2
Upper Guyandotte River | 2120 | WV1021583 | 012 | Huff Creek | WV-OGU-28-Z | Sycamore Creek | WVOG-76-P | -81.639 | 37.7771 | ROCKWELL MINING, LLC | 2008-11-18 | 4.3 | 0 |  | 4.3 | 1.42 | 2.46 | 3 | 6 | 2 | 4 | Unimpaired - Delete | 3.2_Al | Surface | WQ | Surface_WQ_3.2_Al | Surface_WQ_3.2_Al | Fe_WQ_Al_3.2
Upper Guyandotte River | 2088 | WV1021583 | 013 | Buffalo Creek | WV-OGU-27-Y-1 | Middle Fork/Buffalo Creek | WVOG-75-L-1 | -81.6384 | 37.7812 | ROCKWELL MINING, LLC | 2008-11-18 | 10.5 | 0 |  | 10.5 | 1.42 | 2.46 | 3 | 6 | 2 | 4 | Model - Surface | 3.2_Al | Surface | WQ | Surface_WQ_3.2_Al | Surface_WQ_3.2_Al | Fe_WQ_Al_3.2
Upper Guyandotte River | 2088 | WV1021583 | 014 | Buffalo Creek | WV-OGU-27-Y-1 | Middle Fork/Buffalo Creek | WVOG-75-L-1 | -81.6365 | 37.7804 | ROCKWELL MINING, LLC | 2008-11-18 | 6.3 | 0 |  | 6.3 | 1.42 | 2.46 | 3 | 6 | 2 | 4 | Model - Surface | 3.2_Al | Surface | WQ | Surface_WQ_3.2_Al | Surface_WQ_3.2_Al | Fe_WQ_Al_3.2
Upper Guyandotte River | 2125 | WV1021583 | 017 | Huff Creek | WV-OGU-28 | Huff Creek | WVOG-76 | -81.6209 | 37.7776 | ROCKWELL MINING, LLC | 2008-11-18 | 5.8 | 1.1 |  | 6.9 | 1.42 | 2.46 | 3 | 6 | 2 | 4 | Unimpaired - Delete | 3.2_Al | Surface | WQ | Surface_WQ_3.2_Al | Surface_WQ_3.2_Al | Fe_WQ_Al_3.2
Upper Guyandotte River | 2125 | WV1021583 | 001 | Huff Creek | WV-OGU-28 | Huff Creek | WVOG-76 | -81.6248 | 37.7723 | ROCKWELL MINING, LLC | 2008-11-18 | 150.5 | 185.5 |  | 336 | 0.67 | 1.16 | 0.21 | 0.36 | 2 | 3.47 | Unimpaired - Delete | 0.75_Al | Surface | WQ | Surface_WQ_0.75_Al | Surface_WQ_0.75_Al | Fe_WQ_Al_.75
Upper Guyandotte River | 2125 | WV1021583 | 019 | Huff Creek | WV-OGU-28 | Huff Creek | WVOG-76 | -81.6296 | 37.7682 | ROCKWELL MINING, LLC | 2008-11-18 | 14.3 | 0 |  | 14.3 | 1.42 | 2.46 | 3 | 6 | 2 | 4 | Unimpaired - Delete | 3.2_Al | Surface | WQ | Surface_WQ_3.2_Al | Surface_WQ_3.2_Al | Fe_WQ_Al_3.2
Upper Guyandotte River | 2123 | WV1021583 | 020 | Huff Creek | WV-OGU-28 | Huff Creek | WVOG-76 | -81.6318 | 37.7648 | ROCKWELL MINING, LLC | 2008-11-18 | 9.2 | 0 |  | 9.2 | 1.42 | 2.46 | 3 | 6 | 2 | 4 | Unimpaired - Delete | 3.2_Al | Surface | WQ | Surface_WQ_3.2_Al | Surface_WQ_3.2_Al | Fe_WQ_Al_3.2
Upper Guyandotte River | 2123 | WV1021583 | 021 | Huff Creek | WV-OGU-28 | Huff Creek | WVOG-76 | -81.6421 | 37.7637 | ROCKWELL MINING, LLC | 2008-11-18 | 4.8 | 0 |  | 4.8 | 1.42 | 2.46 | 3 | 6 | 2 | 4 | Unimpaired - Delete | 3.2_Al | Surface | WQ | Surface_WQ_3.2_Al | Surface_WQ_3.2_Al | Fe_WQ_Al_3.2
Upper Guyandotte River | 2123 | WV1021583 | 002 | Huff Creek | WV-OGU-28 | Huff Creek | WVOG-76 | -81.6384 | 37.7657 | ROCKWELL MINING, LLC | 2008-11-18 | 140.9 | 90.1 |  | 231 | 0.85 | 1.48 | 0.26 | 0.45 | 2 | 3.47 | Unimpaired - Delete | 0.75_Al | Surface | WQ | Surface_WQ_0.75_Al | Surface_WQ_0.75_Al | Fe_WQ_Al_.75
Upper Guyandotte River | 2123 | WV1021583 | 025 | Huff Creek | WV-OGU-28 | Huff Creek | WVOG-76 | -81.6412 | 37.7665 | ROCKWELL MINING, LLC | 2011-11-03 | 4.4 | 0 |  | 4.4 | 1.42 | 2.46 | 3 | 6 | 2 | 4 | Unimpaired - Delete | 3.2_Al | Surface | WQ | Surface_WQ_3.2_Al | Surface_WQ_3.2_Al | Fe_WQ_Al_3.2
Upper Guyandotte River | 2123 | WV1021583 | 026 | Huff Creek | WV-OGU-28 | Huff Creek | WVOG-76 | -81.6418 | 37.7654 | ROCKWELL MINING, LLC | 2011-11-03 | 7.2 | 0 |  | 7.2 | 1.42 | 2.46 | 3 | 6 | 2 | 4 | Unimpaired - Delete | 3.2_Al | Surface | WQ | Surface_WQ_3.2_Al | Surface_WQ_3.2_Al | Fe_WQ_Al_3.2
Upper Guyandotte River | 2125 | WV1021583 | 027 | Huff Creek | WV-OGU-28 | Huff Creek | WVOG-76 | -81.6223 | 37.7759 | ROCKWELL MINING, LLC | 2011-11-03 | 6.5 | 0 |  | 6.5 | 1.42 | 2.46 | 3 | 6 | 2 | 4 | Unimpaired - Delete | 3.2_Al | Surface | WQ | Surface_WQ_3.2_Al | Surface_WQ_3.2_Al | Fe_WQ_Al_3.2
Upper Guyandotte River | 2123 | WV1021583 | 028 | Huff Creek | WV-OGU-28 | Huff Creek | WVOG-76 | -81.6421 | 37.7623 | ROCKWELL MINING, LLC | 2011-11-03 | 4.4 | 0 |  | 4.4 | 1.42 | 2.46 | 3 | 6 | 2 | 4 | Unimpaired - Delete | 3.2_Al | Surface | WQ | Surface_WQ_3.2_Al | Surface_WQ_3.2_Al | Fe_WQ_Al_3.2
Upper Guyandotte River | 2123 | WV1021583 | 029 | Huff Creek | WV-OGU-28 | Huff Creek | WVOG-76 | -81.6426 | 37.7601 | ROCKWELL MINING, LLC | 2011-11-03 | 2.8 | 0 |  | 2.8 | 1.42 | 2.46 | 3 | 6 | 2 | 4 | Unimpaired - Delete | 3.2_Al | Surface | WQ | Surface_WQ_3.2_Al | Surface_WQ_3.2_Al | Fe_WQ_Al_3.2
Upper Guyandotte River | 2121 | WV1021583 | 030 | Huff Creek | WV-OGU-28 | Huff Creek | WVOG-76 | -81.6434 | 37.7598 | ROCKWELL MINING, LLC | 2011-11-03 | 2.9 | 0 |  | 2.9 | 1.42 | 2.46 | 3 | 6 | 2 | 4 | Unimpaired - Delete | 3.2_Al | Surface | WQ | Surface_WQ_3.2_Al | Surface_WQ_3.2_Al | Fe_WQ_Al_3.2
Upper Guyandotte River | 2121 | WV1021583 | 031 | Huff Creek | WV-OGU-28 | Huff Creek | WVOG-76 | -81.6443 | 37.7621 | ROCKWELL MINING, LLC | 2011-11-03 | 4.6 | 0 |  | 4.6 | 1.42 | 2.46 | 3 | 6 | 2 | 4 | Unimpaired - Delete | 3.2_Al | Surface | WQ | Surface_WQ_3.2_Al | Surface_WQ_3.2_Al | Fe_WQ_Al_3.2
Upper Guyandotte River | 2121 | WV1021583 | 032 | Huff Creek | WV-OGU-28 | Huff Creek | WVOG-76 | -81.6446 | 37.7629 | ROCKWELL MINING, LLC | 2011-11-03 | 3.4 | 0 |  | 3.4 | 1.42 | 2.46 | 3 | 6 | 2 | 4 | Unimpaired - Delete | 3.2_Al | Surface | WQ | Surface_WQ_3.2_Al | Surface_WQ_3.2_Al | Fe_WQ_Al_3.2
Upper Guyandotte River | 2121 | WV1021583 | 033 | Huff Creek | WV-OGU-28 | Huff Creek | WVOG-76 | -81.6451 | 37.7648 | ROCKWELL MINING, LLC | 2011-11-03 | 7.2 | 0 |  | 7.2 | 1.42 | 2.46 | 3 | 6 | 2 | 4 | Unimpaired - Delete | 3.2_Al | Surface | WQ | Surface_WQ_3.2_Al | Surface_WQ_3.2_Al | Fe_WQ_Al_3.2
Upper Guyandotte River | 2121 | WV1021583 | 034 | Huff Creek | WV-OGU-28 | Huff Creek | WVOG-76 | -81.6455 | 37.7664 | ROCKWELL MINING, LLC | 2011-11-03 | 15.6 | 0 |  | 15.6 | 1.42 | 2.46 | 3 | 6 | 2 | 4 | Unimpaired - Delete | 3.2_Al | Surface | WQ | Surface_WQ_3.2_Al | Surface_WQ_3.2_Al | Fe_WQ_Al_3.2
Upper Guyandotte River | 2121 | WV1021583 | 035 | Huff Creek | WV-OGU-28 | Huff Creek | WVOG-76 | -81.6484 | 37.7682 | ROCKWELL MINING, LLC | 2011-11-03 | 16.9 | 0 |  | 16.9 | 1.42 | 2.46 | 3 | 6 | 2 | 4 | Unimpaired - Delete | 3.2_Al | Surface | WQ | Surface_WQ_3.2_Al | Surface_WQ_3.2_Al | Fe_WQ_Al_3.2
Upper Guyandotte River | 2121 | WV1021583 | 036 | Huff Creek | WV-OGU-28 | Huff Creek | WVOG-76 | -81.6496 | 37.7671 | ROCKWELL MINING, LLC | 2011-11-03 | 9.9 | 0 |  | 9.9 | 1.42 | 2.46 | 3 | 6 | 2 | 4 | Unimpaired - Delete | 3.2_Al | Surface | WQ | Surface_WQ_3.2_Al | Surface_WQ_3.2_Al | Fe_WQ_Al_3.2
Upper Guyandotte River | 2121 | WV1021583 | 037 | Huff Creek | WV-OGU-28 | Huff Creek | WVOG-76 | -81.6501 | 37.7654 | ROCKWELL MINING, LLC | 2011-11-03 | 5.1 | 0 |  | 5.1 | 1.42 | 2.46 | 3 | 6 | 2 | 4 | Unimpaired - Delete | 3.2_Al | Surface | WQ | Surface_WQ_3.2_Al | Surface_WQ_3.2_Al | Fe_WQ_Al_3.2
Upper Guyandotte River | 2121 | WV1021583 | 038 | Huff Creek | WV-OGU-28 | Huff Creek | WVOG-76 | -81.6504 | 37.7634 | ROCKWELL MINING, LLC | 2011-11-03 | 2.2 | 0 |  | 2.2 | 1.42 | 2.46 | 3 | 6 | 2 | 4 | Unimpaired - Delete | 3.2_Al | Surface | WQ | Surface_WQ_3.2_Al | Surface_WQ_3.2_Al | Fe_WQ_Al_3.2
Upper Guyandotte River | 2121 | WV1021583 | 039 | Huff Creek | WV-OGU-28 | Huff Creek | WVOG-76 | -81.6504 | 37.7621 | ROCKWELL MINING, LLC | 2011-11-03 | 1.5 | 0 |  | 1.5 | 1.42 | 2.46 | 3 | 6 | 2 | 4 | Unimpaired - Delete | 3.2_Al | Surface | WQ | Surface_WQ_3.2_Al | Surface_WQ_3.2_Al | Fe_WQ_Al_3.2
Upper Guyandotte River | 2121 | WV1021583 | 040 | Huff Creek | WV-OGU-28 | Huff Creek | WVOG-76 | -81.6509 | 37.7607 | ROCKWELL MINING, LLC | 2011-11-03 | 1 | 0 |  | 1 | 1.42 | 2.46 | 3 | 6 | 2 | 4 | Unimpaired - Delete | 3.2_Al | Surface | WQ | Surface_WQ_3.2_Al | Surface_WQ_3.2_Al | Fe_WQ_Al_3.2
Upper Guyandotte River | 2121 | WV1021583 | 041 | Huff Creek | WV-OGU-28 | Huff Creek | WVOG-76 | -81.6515 | 37.7604 | ROCKWELL MINING, LLC | 2011-11-03 | 0.9 | 0 |  | 0.9 | 1.42 | 2.46 | 3 | 6 | 2 | 4 | Unimpaired - Delete | 3.2_Al | Surface | WQ | Surface_WQ_3.2_Al | Surface_WQ_3.2_Al | Fe_WQ_Al_3.2
Upper Guyandotte River | 2121 | WV1021583 | 042 | Huff Creek | WV-OGU-28 | Huff Creek | WVOG-76 | -81.6515 | 37.7618 | ROCKWELL MINING, LLC | 2011-11-03 | 1.4 | 0 |  | 1.4 | 1.42 | 2.46 | 3 | 6 | 2 | 4 | Unimpaired - Delete | 3.2_Al | Surface | WQ | Surface_WQ_3.2_Al | Surface_WQ_3.2_Al | Fe_WQ_Al_3.2
Upper Guyandotte River | 2121 | WV1021583 | 043 | Huff Creek | WV-OGU-28 | Huff Creek | WVOG-76 | -81.6518 | 37.7632 | ROCKWELL MINING, LLC | 2011-11-03 | 2 | 0 |  | 2 | 1.42 | 2.46 | 3 | 6 | 2 | 4 | Unimpaired - Delete | 3.2_Al | Surface | WQ | Surface_WQ_3.2_Al | Surface_WQ_3.2_Al | Fe_WQ_Al_3.2
Upper Guyandotte River | 2121 | WV1021583 | 044 | Huff Creek | WV-OGU-28 | Huff Creek | WVOG-76 | -81.6523 | 37.7643 | ROCKWELL MINING, LLC | 2011-11-03 | 4.4 | 0 |  | 4.4 | 1.42 | 2.46 | 3 | 6 | 2 | 4 | Unimpaired - Delete | 3.2_Al | Surface | WQ | Surface_WQ_3.2_Al | Surface_WQ_3.2_Al | Fe_WQ_Al_3.2
Upper Guyandotte River | 2121 | WV1021583 | 046 | Huff Creek | WV-OGU-28 | Huff Creek | WVOG-76 | -81.6548 | 37.7659 | ROCKWELL MINING, LLC | 2011-11-03 | 20.8 | 0 |  | 20.8 | 1.42 | 2.46 | 3 | 6 | 2 | 4 | Unimpaired - Delete | 3.2_Al | Surface | WQ | Surface_WQ_3.2_Al | Surface_WQ_3.2_Al | Fe_WQ_Al_3.2
Upper Guyandotte River | 2121 | WV1021583 | 047 | Huff Creek | WV-OGU-28 | Huff Creek | WVOG-76 | -81.6559 | 37.7646 | ROCKWELL MINING, LLC | 2011-11-03 | 6.6 | 0 |  | 6.6 | 1.42 | 2.46 | 3 | 6 | 2 | 4 | Unimpaired - Delete | 3.2_Al | Surface | WQ | Surface_WQ_3.2_Al | Surface_WQ_3.2_Al | Fe_WQ_Al_3.2
Upper Guyandotte River | 2121 | WV1021583 | 005 | Huff Creek | WV-OGU-28 | Huff Creek | WVOG-76 | -81.6584 | 37.7609 | ROCKWELL MINING, LLC | 2008-11-18 | 1.8 | 0 |  | 1.8 | 1.42 | 2.46 | 3 | 6 | 2 | 4 | Unimpaired - Delete | 3.2_Al | Surface | WQ | Surface_WQ_3.2_Al | Surface_WQ_3.2_Al | Fe_WQ_Al_3.2
Upper Guyandotte River | 2121 | WV1021583 | 048 | Huff Creek | WV-OGU-28 | Huff Creek | WVOG-76 | -81.6571 | 37.7629 | ROCKWELL MINING, LLC | 2011-11-03 | 5.8 | 0 |  | 5.8 | 1.42 | 2.46 | 3 | 6 | 2 | 4 | Unimpaired - Delete | 3.2_Al | Surface | WQ | Surface_WQ_3.2_Al | Surface_WQ_3.2_Al | Fe_WQ_Al_3.2
Upper Guyandotte River | 2121 | WV1021583 | 051 | Huff Creek | WV-OGU-28 | Huff Creek | WVOG-76 | -81.6593 | 37.7598 | ROCKWELL MINING, LLC | 2011-11-03 | 1.6 | 0 |  | 1.6 | 1.42 | 2.46 | 3 | 6 | 2 | 4 | Unimpaired - Delete | 3.2_Al | Surface | WQ | Surface_WQ_3.2_Al | Surface_WQ_3.2_Al | Fe_WQ_Al_3.2
Upper Guyandotte River | 2120 | WV1021583 | 052 | Huff Creek | WV-OGU-28-Z | Sycamore Creek | WVOG-76-P | -81.6598 | 37.7598 | ROCKWELL MINING, LLC | 2011-11-03 | 1.3 | 0 |  | 1.3 | 1.42 | 2.46 | 3 | 6 | 2 | 4 | Unimpaired - Delete | 3.2_Al | Surface | WQ | Surface_WQ_3.2_Al | Surface_WQ_3.2_Al | Fe_WQ_Al_3.2
Upper Guyandotte River | 2120 | WV1021583 | 053 | Huff Creek | WV-OGU-28-Z | Sycamore Creek | WVOG-76-P | -81.6598 | 37.7615 | ROCKWELL MINING, LLC | 2011-11-03 | 2.5 | 0 |  | 2.5 | 1.42 | 2.46 | 3 | 6 | 2 | 4 | Unimpaired - Delete | 3.2_Al | Surface | WQ | Surface_WQ_3.2_Al | Surface_WQ_3.2_Al | Fe_WQ_Al_3.2
Upper Guyandotte River | 2125 | WV1021583 | 055 | Huff Creek | WV-OGU-28 | Huff Creek | WVOG-76 | -81.6287 | 37.7698 | ROCKWELL MINING, LLC | 2011-11-03 | 10.1 | 0 |  | 10.1 | 1.42 | 2.46 | 3 | 6 | 2 | 4 | Unimpaired - Delete | 3.2_Al | Surface | WQ | Surface_WQ_3.2_Al | Surface_WQ_3.2_Al | Fe_WQ_Al_3.2
Upper Guyandotte River | 2125 | WV1021583 | 056 | Huff Creek | WV-OGU-28 | Huff Creek | WVOG-76 | -81.6301 | 37.7662 | ROCKWELL MINING, LLC | 2011-11-03 | 10 | 0 |  | 10 | 1.42 | 2.46 | 3 | 6 | 2 | 4 | Unimpaired - Delete | 3.2_Al | Surface | WQ | Surface_WQ_3.2_Al | Surface_WQ_3.2_Al | Fe_WQ_Al_3.2
Upper Guyandotte River | 2120 | WV1021583 | 057 | Huff Creek | WV-OGU-28-Z | Sycamore Creek | WVOG-76-P | -81.659 | 37.7651 | ROCKWELL MINING, LLC | 2011-11-03 | 4.9 | 0 |  | 4.9 | 1.42 | 2.46 | 3 | 6 | 2 | 4 | Unimpaired - Delete | 3.2_Al | Surface | WQ | Surface_WQ_3.2_Al | Surface_WQ_3.2_Al | Fe_WQ_Al_3.2
Upper Guyandotte River | 2120 | WV1021583 | 006 | Huff Creek | WV-OGU-28-Z | Sycamore Creek | WVOG-76-P | -81.6596 | 37.7637 | ROCKWELL MINING, LLC | 2008-11-18 | 7.6 | 0 |  | 7.6 | 1.42 | 2.46 | 3 | 6 | 2 | 4 | Unimpaired - Delete | 3.2_Al | Surface | WQ | Surface_WQ_3.2_Al | Surface_WQ_3.2_Al | Fe_WQ_Al_3.2
Upper Guyandotte River | 2120 | WV1021583 | 058 | Huff Creek | WV-OGU-28-Z | Sycamore Creek | WVOG-76-P | -81.6573 | 37.7668 | ROCKWELL MINING, LLC | 2011-11-03 | 9.8 | 0 |  | 9.8 | 1.42 | 2.46 | 3 | 6 | 2 | 4 | Unimpaired - Delete | 3.2_Al | Surface | WQ | Surface_WQ_3.2_Al | Surface_WQ_3.2_Al | Fe_WQ_Al_3.2
Upper Guyandotte River | 2123 | WV1021583 | 059 | Huff Creek | WV-OGU-28 | Huff Creek | WVOG-76 | -81.6326 | 37.7629 | ROCKWELL MINING, LLC | 2011-11-03 | 2.8 | 0 |  | 2.8 | 1.42 | 2.46 | 3 | 6 | 2 | 4 | Unimpaired - Delete | 3.2_Al | Surface | WQ | Surface_WQ_3.2_Al | Surface_WQ_3.2_Al | Fe_WQ_Al_3.2
Upper Guyandotte River | 2120 | WV1021583 | 060 | Huff Creek | WV-OGU-28-Z | Sycamore Creek | WVOG-76-P | -81.6562 | 37.7696 | ROCKWELL MINING, LLC | 2011-11-03 | 3.4 | 0 |  | 3.4 | 1.42 | 2.46 | 3 | 6 | 2 | 4 | Unimpaired - Delete | 3.2_Al | Surface | WQ | Surface_WQ_3.2_Al | Surface_WQ_3.2_Al | Fe_WQ_Al_3.2
Upper Guyandotte River | 2123 | WV1021583 | 061 | Huff Creek | WV-OGU-28 | Huff Creek | WVOG-76 | -81.6343 | 37.7629 | ROCKWELL MINING, LLC | 2011-11-03 | 2.5 | 0 |  | 2.5 | 1.42 | 2.46 | 3 | 6 | 2 | 4 | Unimpaired - Delete | 3.2_Al | Surface | WQ | Surface_WQ_3.2_Al | Surface_WQ_3.2_Al | Fe_WQ_Al_3.2
Upper Guyandotte River | 2123 | WV1021583 | 062 | Huff Creek | WV-OGU-28 | Huff Creek | WVOG-76 | -81.6346 | 37.7646 | ROCKWELL MINING, LLC | 2011-11-03 | 4.7 | 0 |  | 4.7 | 1.42 | 2.46 | 3 | 6 | 2 | 4 | Unimpaired - Delete | 3.2_Al | Surface | WQ | Surface_WQ_3.2_Al | Surface_WQ_3.2_Al | Fe_WQ_Al_3.2
Upper Guyandotte River | 2123 | WV1021583 | 063 | Huff Creek | WV-OGU-28 | Huff Creek | WVOG-76 | -81.6346 | 37.7654 | ROCKWELL MINING, LLC | 2011-11-03 | 4.8 | 0 |  | 4.8 | 1.42 | 2.46 | 3 | 6 | 2 | 4 | Unimpaired - Delete | 3.2_Al | Surface | WQ | Surface_WQ_3.2_Al | Surface_WQ_3.2_Al | Fe_WQ_Al_3.2
Upper Guyandotte River | 2120 | WV1021583 | 065 | Huff Creek | WV-OGU-28-Z | Sycamore Creek | WVOG-76-P | -81.6546 | 37.7696 | ROCKWELL MINING, LLC | 2011-11-03 | 7.5 | 0 |  | 7.5 | 1.42 | 2.46 | 3 | 6 | 2 | 4 | Unimpaired - Delete | 3.2_Al | Surface | WQ | Surface_WQ_3.2_Al | Surface_WQ_3.2_Al | Fe_WQ_Al_3.2
Upper Guyandotte River | 2120 | WV1021583 | 066 | Huff Creek | WV-OGU-28-Z | Sycamore Creek | WVOG-76-P | -81.6512 | 37.7701 | ROCKWELL MINING, LLC | 2011-11-03 | 8.8 | 0 |  | 8.8 | 1.42 | 2.46 | 3 | 6 | 2 | 4 | Unimpaired - Delete | 3.2_Al | Surface | WQ | Surface_WQ_3.2_Al | Surface_WQ_3.2_Al | Fe_WQ_Al_3.2
Upper Guyandotte River | 2120 | WV1021583 | 067 | Huff Creek | WV-OGU-28-Z | Sycamore Creek | WVOG-76-P | -81.649 | 37.7712 | ROCKWELL MINING, LLC | 2011-11-03 | 7.4 | 0 |  | 7.4 | 1.42 | 2.46 | 3 | 6 | 2 | 4 | Unimpaired - Delete | 3.2_Al | Surface | WQ | Surface_WQ_3.2_Al | Surface_WQ_3.2_Al | Fe_WQ_Al_3.2
Upper Guyandotte River | 2120 | WV1021583 | 007 | Huff Creek | WV-OGU-28-Z | Sycamore Creek | WVOG-76-P | -81.6568 | 37.7684 | ROCKWELL MINING, LLC | 2008-11-18 | 7.6 | 0 |  | 7.6 | 1.42 | 2.46 | 3 | 6 | 2 | 4 | Unimpaired - Delete | 3.2_Al | Surface | WQ | Surface_WQ_3.2_Al | Surface_WQ_3.2_Al | Fe_WQ_Al_3.2
Upper Guyandotte River | 2120 | WV1021583 | 068 | Huff Creek | WV-OGU-28-Z | Sycamore Creek | WVOG-76-P | -81.6396 | 37.7759 | ROCKWELL MINING, LLC | 2011-11-03 | 3.7 | 0 |  | 3.7 | 1.42 | 2.46 | 3 | 6 | 2 | 4 | Unimpaired - Delete | 3.2_Al | Surface | WQ | Surface_WQ_3.2_Al | Surface_WQ_3.2_Al | Fe_WQ_Al_3.2
Upper Guyandotte River | 2120 | WV1021583 | 008 | Huff Creek | WV-OGU-28-Z | Sycamore Creek | WVOG-76-P | -81.6529 | 37.7693 | ROCKWELL MINING, LLC | 2008-11-18 | 12.6 | 0 |  | 12.6 | 1.42 | 2.46 | 3 | 6 | 2 | 4 | Unimpaired - Delete | 3.2_Al | Surface | WQ | Surface_WQ_3.2_Al | Surface_WQ_3.2_Al | Fe_WQ_Al_3.2
Upper Guyandotte River | 5108 | WV1021681 | 010 | Stonecoal Creek | WV-OGU-141 | Stonecoal Creek | WVOG-139 | -81.2715 | 37.6248 | POCAHONTAS COAL COMPANY LLC | 2007-06-29 | 2.75 | 41.87 |  | 44.62 | 0.95 | 1.64 | 0.08 | 0.14 | 2 | 3.47 | Unimpaired - Delete | 0.75_Al | Surface | 1.0 in Trout | Surface_1.0 in Trout_0.75_Al | Surface_1.0 in Trout_0.75_Al | Fe_Trout_Al_.75
Upper Guyandotte River | 5109 | WV1021681 | 002 | Stonecoal Creek | WV-OGU-141-L | Pines Creek | WVOG-139-D | -81.2129 | 37.6168 | POCAHONTAS COAL COMPANY LLC | 2004-07-02 | 0.6 | 0.57 |  | 1.17 | 3 | 6 | 0 | 0 | 0 | 0 | Unimpaired - Delete | 3.2_Al | Surface | Tech | Surface_Tech_3.2_Al | Surface_Tech_3.2_Al | Fe_Tech_Al_3.2
Upper Guyandotte River | 5108 | WV1021681 | 011 | Stonecoal Creek | WV-OGU-141 | Stonecoal Creek | WVOG-139 | -81.2701 | 37.624 | POCAHONTAS COAL COMPANY LLC | 2007-06-29 | 2.98 | 0 |  | 2.98 | 0.95 | 1.64 | 0.08 | 0.14 | 2 | 3.47 | Unimpaired - Delete | 0.75_Al | Surface | 1.0 in Trout | Surface_1.0 in Trout_0.75_Al | Surface_1.0 in Trout_0.75_Al | Fe_Trout_Al_.75
Upper Guyandotte River | 5100 | WV1026836 | 011 | Stonecoal Creek | WV-OGU-141-B-8 | Lefthand Fork/Tommy Creek | WVOG-139-A-3 | -81.2379 | 37.5984 | POCAHONTAS COAL COMPANY LLC | 2013-03-25 | 1.66 | 1.21 |  | 2.87 | 0.75 | 1.31 | 0.17 | 0.3 | 2 | 3.47 | Unimpaired - Delete | 0.75_Al | Surface | WQ | Surface_WQ_0.75_Al | Surface_WQ_0.75_Al | Fe_WQ_Al_.75
Upper Guyandotte River | 5100 | WV1026836 | 014 | Stonecoal Creek | WV-OGU-141-B-8 | Lefthand Fork/Tommy Creek | WVOG-139-A-3 | -81.242 | 37.6023 | POCAHONTAS COAL COMPANY LLC | 2013-03-25 | 13.01 | 4.17 |  | 17.18 | 0.75 | 1.31 | 0.17 | 0.3 | 2 | 3.47 | Unimpaired - Delete | 0.75_Al | Surface | WQ | Surface_WQ_0.75_Al | Surface_WQ_0.75_Al | Fe_WQ_Al_.75
Upper Guyandotte River | 5100 | WV1026836 | 009 | Stonecoal Creek | WV-OGU-141-B-8 | Lefthand Fork/Tommy Creek | WVOG-139-A-3 | -81.2368 | 37.5962 | POCAHONTAS COAL COMPANY LLC | 2013-03-25 | 4.78 | 44.62 |  | 49.4 | 0.76 | 1.31 | 0.17 | 0.3 | 2 | 3.47 | Unimpaired - Delete | 0.75_Al | Surface | WQ | Surface_WQ_0.75_Al | Surface_WQ_0.75_Al | Fe_WQ_Al_.75
Upper Guyandotte River | 5108 | WV1000063 | 015 | Stonecoal Creek | WV-OGU-141 | Stonecoal Creek | WVOG-139 | -81.2729 | 37.6263 | POCAHONTAS COAL COMPANY LLC | 2007-06-18 | 1.84 | 0.04 |  | 1.88 | 1.42 | 2.46 | 0.43 | 0.75 | 2 | 3.47 | Unimpaired - Delete | 3.2_Al | Surface | WQ | Surface_WQ_3.2_Al | Surface_WQ_3.2_Al | Fe_WQ_Al_3.2
Upper Guyandotte River | 5108 | WV1022369 | 022 | Stonecoal Creek | WV-OGU-141 | Stonecoal Creek | WVOG-139 | -81.264 | 37.6209 | POCAHONTAS COAL COMPANY LLC | 2009-04-06 | 6.74 | 32.55 |  | 39.29 | 1.42 | 2.46 | 0.43 | 0.75 | 2 | 3.47 | Unimpaired - Delete | 3.2_Al | Surface | WQ | Surface_WQ_3.2_Al | Surface_WQ_3.2_Al | Fe_WQ_Al_3.2
Upper Guyandotte River | 5100 | WV1026836 | 010 | Stonecoal Creek | WV-OGU-141-B-8 | Lefthand Fork/Tommy Creek | WVOG-139-A-3 | -81.2368 | 37.5984 | POCAHONTAS COAL COMPANY LLC | 2013-03-25 | 5.08 | 11.31 |  | 16.39 | 0.76 | 1.31 | 0.17 | 0.3 | 2 | 3.47 | Unimpaired - Delete | 0.75_Al | Surface | WQ | Surface_WQ_0.75_Al | Surface_WQ_0.75_Al | Fe_WQ_Al_.75
Upper Guyandotte River | 5107 | WV1021681 | 005 | Stonecoal Creek | WV-OGU-141-H | Farley Branch | WVOG-139-C | -81.2765 | 37.6282 | POCAHONTAS COAL COMPANY LLC | 2004-07-02 | 0.01 | 0.99 | 0.22 | 1 | 3 | 6 | 0 | 0 | 0 | 0 | Unimpaired - Delete | Al Unimpaired | DMR | Tech | DMR_Tech_Al Unimpaired | DMR_Tech_Al Unimpaired | DMR Only
Upper Guyandotte River | 5100 | WV1026836 | 012 | Stonecoal Creek | WV-OGU-141-B-8 | Lefthand Fork/Tommy Creek | WVOG-139-A-3 | -81.2407 | 37.5987 | POCAHONTAS COAL COMPANY LLC | 2013-03-25 | 10.19 | 0.78 |  | 10.97 | 0.76 | 1.31 | 0.17 | 0.3 | 2 | 3.47 | Unimpaired - Delete | 0.75_Al | Surface | WQ | Surface_WQ_0.75_Al | Surface_WQ_0.75_Al | Fe_WQ_Al_.75
Upper Guyandotte River | 5100 | WV1026836 | 013 | Stonecoal Creek | WV-OGU-141-B-8 | Lefthand Fork/Tommy Creek | WVOG-139-A-3 | -81.2357 | 37.5996 | POCAHONTAS COAL COMPANY LLC | 2013-03-25 | 4.12 | 39.69 |  | 43.81 | 0.76 | 1.31 | 0.17 | 0.3 | 2 | 3.47 | Unimpaired - Delete | 0.75_Al | Surface | WQ | Surface_WQ_0.75_Al | Surface_WQ_0.75_Al | Fe_WQ_Al_.75
Upper Guyandotte River | 5098 | WV1022032 | 009 | Stonecoal Creek | WV-OGU-141-B-4 | Bragg Branch | WVOG-139-A-1 | -81.2637 | 37.5994 | POCAHONTAS COAL COMPANY LLC | 2006-11-30 | 13.16 | 0.54 |  | 13.7 | 1.42 | 2.46 | 0.43 | 0.75 | 2 | 3.47 | Unimpaired - Delete | 3.2_Al | Surface | WQ | Surface_WQ_3.2_Al | Surface_WQ_3.2_Al | Fe_WQ_Al_3.2
Upper Guyandotte River | 5098 | WV1022032 | 010 | Stonecoal Creek | WV-OGU-141-B-4 | Bragg Branch | WVOG-139-A-1 | -81.2629 | 37.6015 | POCAHONTAS COAL COMPANY LLC | 2006-11-30 | 9.04 | 6.68 |  | 15.72 | 1.42 | 2.46 | 0.43 | 0.75 | 2 | 3.47 | Unimpaired - Delete | 3.2_Al | Surface | WQ | Surface_WQ_3.2_Al | Surface_WQ_3.2_Al | Fe_WQ_Al_3.2
Upper Guyandotte River | 5098 | WV1022032 | 011 | Stonecoal Creek | WV-OGU-141-B-4 | Bragg Branch | WVOG-139-A-1 | -81.2623 | 37.6026 | POCAHONTAS COAL COMPANY LLC | 2006-11-30 | 6.52 | 0.43 |  | 6.95 | 1.42 | 2.46 | 0.43 | 0.75 | 2 | 3.47 | Unimpaired - Delete | 3.2_Al | Surface | WQ | Surface_WQ_3.2_Al | Surface_WQ_3.2_Al | Fe_WQ_Al_3.2
Upper Guyandotte River | 5098 | WV1022032 | 012 | Stonecoal Creek | WV-OGU-141-B-4 | Bragg Branch | WVOG-139-A-1 | -81.2623 | 37.6043 | POCAHONTAS COAL COMPANY LLC | 2006-11-30 | 14.51 | 10.05 |  | 24.56 | 1.42 | 2.46 | 0.43 | 0.75 | 2 | 3.47 | Unimpaired - Delete | 3.2_Al | Surface | WQ | Surface_WQ_3.2_Al | Surface_WQ_3.2_Al | Fe_WQ_Al_3.2
Upper Guyandotte River | 5098 | WV1022032 | 013 | Stonecoal Creek | WV-OGU-141-B-4 | Bragg Branch | WVOG-139-A-1 | -81.2622 | 37.6057 | POCAHONTAS COAL COMPANY LLC | 2006-11-30 | 17.92 | 32.71 |  | 50.63 | 1.42 | 2.46 | 0.43 | 0.75 | 2 | 3.47 | Unimpaired - Delete | 3.2_Al | Surface | WQ | Surface_WQ_3.2_Al | Surface_WQ_3.2_Al | Fe_WQ_Al_3.2
Upper Guyandotte River | 5098 | WV1022032 | 014 | Stonecoal Creek | WV-OGU-141-B-4 | Bragg Branch | WVOG-139-A-1 | -81.2598 | 37.6104 | POCAHONTAS COAL COMPANY LLC | 2006-11-30 | 22.89 | 0 |  | 22.89 | 1.42 | 2.46 | 0.43 | 0.75 | 2 | 3.47 | Unimpaired - Delete | 3.2_Al | Surface | WQ | Surface_WQ_3.2_Al | Surface_WQ_3.2_Al | Fe_WQ_Al_3.2
Upper Guyandotte River | 5098 | WV1022032 | 015 | Stonecoal Creek | WV-OGU-141-B-4 | Bragg Branch | WVOG-139-A-1 | -81.258 | 37.6121 | POCAHONTAS COAL COMPANY LLC | 2006-11-30 | 17.98 | 20.66 |  | 38.64 | 1.42 | 2.46 | 0.43 | 0.75 | 2 | 3.47 | Unimpaired - Delete | 3.2_Al | Surface | WQ | Surface_WQ_3.2_Al | Surface_WQ_3.2_Al | Fe_WQ_Al_3.2
Upper Guyandotte River | 5100 | WV1026836 | 015 | Stonecoal Creek | WV-OGU-141-B-8 | Lefthand Fork/Tommy Creek | WVOG-139-A-3 | -81.2415 | 37.6029 | POCAHONTAS COAL COMPANY LLC | 2013-03-25 | 11.81 | 6.48 |  | 18.29 | 0.76 | 1.31 | 0.17 | 0.3 | 2 | 3.47 | Unimpaired - Delete | 0.75_Al | Surface | WQ | Surface_WQ_0.75_Al | Surface_WQ_0.75_Al | Fe_WQ_Al_.75
Upper Guyandotte River | 5100 | WV1026836 | 016 | Stonecoal Creek | WV-OGU-141-B-8 | Lefthand Fork/Tommy Creek | WVOG-139-A-3 | -81.2365 | 37.6034 | POCAHONTAS COAL COMPANY LLC | 2013-03-25 | 7.23 | 4.12 |  | 11.35 | 0.76 | 1.31 | 0.17 | 0.3 | 2 | 3.47 | Unimpaired - Delete | 0.75_Al | Surface | WQ | Surface_WQ_0.75_Al | Surface_WQ_0.75_Al | Fe_WQ_Al_.75
Upper Guyandotte River | 5100 | WV1026836 | 017 | Stonecoal Creek | WV-OGU-141-B-8 | Lefthand Fork/Tommy Creek | WVOG-139-A-3 | -81.2337 | 37.6012 | POCAHONTAS COAL COMPANY LLC | 2013-03-25 | 3.71 | 3.88 |  | 7.59 | 0.76 | 1.31 | 0.17 | 0.3 | 2 | 3.47 | Unimpaired - Delete | 0.75_Al | Surface | WQ | Surface_WQ_0.75_Al | Surface_WQ_0.75_Al | Fe_WQ_Al_.75
Upper Guyandotte River | 5100 | WV1026836 | 018 | Stonecoal Creek | WV-OGU-141-B-8 | Lefthand Fork/Tommy Creek | WVOG-139-A-3 | -81.2312 | 37.6012 | POCAHONTAS COAL COMPANY LLC | 2013-03-25 | 7.07 | 8.4 |  | 15.47 | 0.76 | 1.31 | 0.17 | 0.3 | 2 | 3.47 | Unimpaired - Delete | 0.75_Al | Surface | WQ | Surface_WQ_0.75_Al | Surface_WQ_0.75_Al | Fe_WQ_Al_.75
Upper Guyandotte River | 5100 | WV1026836 | 019 | Stonecoal Creek | WV-OGU-141-B-8 | Lefthand Fork/Tommy Creek | WVOG-139-A-3 | -81.2284 | 37.6009 | POCAHONTAS COAL COMPANY LLC | 2013-03-25 | 14.7 | 54.94 |  | 69.64 | 0.76 | 1.31 | 0.17 | 0.3 | 2 | 3.47 | Unimpaired - Delete | 0.75_Al | Surface | WQ | Surface_WQ_0.75_Al | Surface_WQ_0.75_Al | Fe_WQ_Al_.75
Upper Guyandotte River | 5098 | WV1022032 | 024 | Stonecoal Creek | WV-OGU-141-B-4 | Bragg Branch | WVOG-139-A-1 | -81.2634 | 37.6093 | POCAHONTAS COAL COMPANY LLC | 2008-07-29 | 6.86 | 20.88 |  | 27.74 | 1.42 | 2.46 | 0.43 | 0.75 | 2 | 3.47 | Unimpaired - Delete | 3.2_Al | Surface | WQ | Surface_WQ_3.2_Al | Surface_WQ_3.2_Al | Fe_WQ_Al_3.2
Upper Guyandotte River | 5098 | WV1022032 | 025 | Stonecoal Creek | WV-OGU-141-B-4 | Bragg Branch | WVOG-139-A-1 | -81.2632 | 37.6096 | POCAHONTAS COAL COMPANY LLC | 2008-07-29 | 4.17 | 0.74 |  | 4.91 | 1.42 | 2.46 | 0.43 | 0.75 | 2 | 3.47 | Unimpaired - Delete | 3.2_Al | Surface | WQ | Surface_WQ_3.2_Al | Surface_WQ_3.2_Al | Fe_WQ_Al_3.2
Upper Guyandotte River | 5098 | WV1022032 | 028 | Stonecoal Creek | WV-OGU-141-B-4 | Bragg Branch | WVOG-139-A-1 | -81.2623 | 37.6084 | POCAHONTAS COAL COMPANY LLC | 2008-07-29 | 4.14 | 0.74 |  | 4.88 | 1.42 | 2.46 | 0.43 | 0.75 | 2 | 3.47 | Unimpaired - Delete | 3.2_Al | Surface | WQ | Surface_WQ_3.2_Al | Surface_WQ_3.2_Al | Fe_WQ_Al_3.2
Upper Guyandotte River | 5100 | WV1026836 | 020 | Stonecoal Creek | WV-OGU-141-B-8 | Lefthand Fork/Tommy Creek | WVOG-139-A-3 | -81.2226 | 37.6012 | POCAHONTAS COAL COMPANY LLC | 2013-03-25 | 6.86 | 12.91 |  | 19.77 | 0.76 | 1.31 | 0.17 | 0.3 | 2 | 3.47 | Unimpaired - Delete | 0.75_Al | Surface | WQ | Surface_WQ_0.75_Al | Surface_WQ_0.75_Al | Fe_WQ_Al_.75
Upper Guyandotte River | 5100 | WV1026836 | 021 | Stonecoal Creek | WV-OGU-141-B-8 | Lefthand Fork/Tommy Creek | WVOG-139-A-3 | -81.2193 | 37.5993 | POCAHONTAS COAL COMPANY LLC | 2013-03-25 | 8.36 | 16.28 |  | 24.64 | 0.76 | 1.31 | 0.17 | 0.3 | 2 | 3.47 | Unimpaired - Delete | 0.75_Al | Surface | WQ | Surface_WQ_0.75_Al | Surface_WQ_0.75_Al | Fe_WQ_Al_.75
Upper Guyandotte River | 5100 | WV1026836 | 022 | Stonecoal Creek | WV-OGU-141-B-8 | Lefthand Fork/Tommy Creek | WVOG-139-A-3 | -81.2179 | 37.5979 | POCAHONTAS COAL COMPANY LLC | 2013-03-25 | 2.81 | 8.5 |  | 11.31 | 0.76 | 1.31 | 0.17 | 0.3 | 2 | 3.47 | Unimpaired - Delete | 0.75_Al | Surface | WQ | Surface_WQ_0.75_Al | Surface_WQ_0.75_Al | Fe_WQ_Al_.75
Upper Guyandotte River | 5100 | WV1026836 | 008 | Stonecoal Creek | WV-OGU-141-B-8 | Lefthand Fork/Tommy Creek | WVOG-139-A-3 | -81.2409 | 37.5957 | POCAHONTAS COAL COMPANY LLC | 2013-03-25 | 9.89 | 12.9 |  | 22.79 | 0.76 | 1.31 | 0.17 | 0.3 | 2 | 3.47 | Unimpaired - Delete | 0.75_Al | Surface | WQ | Surface_WQ_0.75_Al | Surface_WQ_0.75_Al | Fe_WQ_Al_.75
Upper Guyandotte River | 5098 | WV1022032 | 008 | Stonecoal Creek | WV-OGU-141-B-4 | Bragg Branch | WVOG-139-A-1 | -81.267 | 37.5973 | POCAHONTAS COAL COMPANY LLC | 2006-11-30 | 11.12 | 2.58 |  | 13.7 | 1.42 | 2.46 | 0.43 | 0.75 | 2 | 3.47 | Unimpaired - Delete | 3.2_Al | Surface | WQ | Surface_WQ_3.2_Al | Surface_WQ_3.2_Al | Fe_WQ_Al_3.2
Upper Guyandotte River | 5101 | WV1022407 | 019 | Stonecoal Creek | WV-OGU-141-B | Tommy Creek | WVOG-139-A | -81.2373 | 37.5859 | POCAHONTAS COAL COMPANY LLC | 2008-04-30 | 11.36 | 3.07 |  | 14.43 | 0.77 | 1.33 | 0.08 | 0.14 | 2 | 3.47 | Unimpaired - Delete | 0.75_Al | Surface | 1.0 in Trout | Surface_1.0 in Trout_0.75_Al | Surface_1.0 in Trout_0.75_Al | Fe_Trout_Al_.75
Upper Guyandotte River | 5101 | WV1022407 | 006 | Stonecoal Creek | WV-OGU-141-B | Tommy Creek | WVOG-139-A | -81.2386 | 37.582 | POCAHONTAS COAL COMPANY LLC | 2008-04-30 | 3.84 | 4.58 |  | 8.42 | 0.77 | 1.33 | 0.08 | 0.14 | 2 | 3.47 | Unimpaired - Delete | 0.75_Al | Surface | 1.0 in Trout | Surface_1.0 in Trout_0.75_Al | Surface_1.0 in Trout_0.75_Al | Fe_Trout_Al_.75
Upper Guyandotte River | 5100 | WV1021681 | 007 | Stonecoal Creek | WV-OGU-141-B-8 | Lefthand Fork/Tommy Creek | WVOG-139-A-3 | -81.2526 | 37.5965 | POCAHONTAS COAL COMPANY LLC | 2005-03-09 | 5.89 | 2.07 |  | 7.96 | 0.95 | 1.64 | 0.08 | 0.14 | 2 | 3.47 | Unimpaired - Delete | 0.75_Al | Surface | WQ | Surface_WQ_0.75_Al | Surface_WQ_0.75_Al | Fe_WQ_Al_.75
Upper Guyandotte River | 5100 | WV1021681 | 006 | Stonecoal Creek | WV-OGU-141-B-8 | Lefthand Fork/Tommy Creek | WVOG-139-A-3 | -81.2484 | 37.5959 | POCAHONTAS COAL COMPANY LLC | 2004-07-02 | 7.92 | 14.34 | 0.17 | 22.26 | 0.95 | 1.64 | 0.08 | 0.14 | 2 | 3.47 | Unimpaired - Delete | 0.75_Al | DMR and Landuse | WQ | DMR and Landuse_WQ_0.75_Al | DMR and Landuse_WQ_0.75_Al | Fe_WQ_Al_.75
Upper Guyandotte River | 5101 | WV1021681 | 012 | Stonecoal Creek | WV-OGU-141-B | Tommy Creek | WVOG-139-A | -81.2526 | 37.5954 | POCAHONTAS COAL COMPANY LLC | 2007-06-29 | 1.12 | 0 |  | 1.12 | 0.95 | 1.64 | 0.08 | 0.14 | 2 | 3.47 | Unimpaired - Delete | 0.75_Al | Surface | 1.0 in Trout | Surface_1.0 in Trout_0.75_Al | Surface_1.0 in Trout_0.75_Al | Fe_Trout_Al_.75
Upper Guyandotte River | 5099 | WV1021800 | 002 | Stonecoal Creek | WV-OGU-141-B | Tommy Creek | WVOG-139-A | -81.2557 | 37.5954 | POCAHONTAS COAL COMPANY LLC | 2007-05-15 | 5.62 | 11.08 |  | 16.7 | 0.95 | 1.64 | 0.08 | 0.14 | 0 | 0 | Unimpaired - Delete | 0.75_Al | Surface | 1.0 in Trout | Surface_1.0 in Trout_0.75_Al | Surface_1.0 in Trout_0.75_Al | Fe_Trout_Al_.75
Upper Guyandotte River | 5098 | WV1022369 | 009 | Stonecoal Creek | WV-OGU-141-B-4 | Bragg Branch | WVOG-139-A-1 | -81.2484 | 37.6129 | POCAHONTAS COAL COMPANY LLC | 2009-04-06 | 11.09 | 35.09 |  | 46.18 | 1.42 | 2.46 | 0.43 | 0.75 | 2 | 3.47 | Unimpaired - Delete | 3.2_Al | Surface | WQ | Surface_WQ_3.2_Al | Surface_WQ_3.2_Al | Fe_WQ_Al_3.2
Upper Guyandotte River | 5098 | WV1022369 | 010 | Stonecoal Creek | WV-OGU-141-B-4 | Bragg Branch | WVOG-139-A-1 | -81.2509 | 37.6132 | POCAHONTAS COAL COMPANY LLC | 2009-04-06 | 12.26 | 21.86 |  | 34.12 | 1.42 | 2.46 | 0.43 | 0.75 | 2 | 3.47 | Unimpaired - Delete | 3.2_Al | Surface | WQ | Surface_WQ_3.2_Al | Surface_WQ_3.2_Al | Fe_WQ_Al_3.2
Upper Guyandotte River | 5098 | WV1022369 | 011 | Stonecoal Creek | WV-OGU-141-B-4 | Bragg Branch | WVOG-139-A-1 | -81.2543 | 37.6096 | POCAHONTAS COAL COMPANY LLC | 2009-04-06 | 6.17 | 9.13 |  | 15.3 | 1.42 | 2.46 | 0.43 | 0.75 | 2 | 3.47 | Unimpaired - Delete | 3.2_Al | Surface | WQ | Surface_WQ_3.2_Al | Surface_WQ_3.2_Al | Fe_WQ_Al_3.2
Upper Guyandotte River | 5098 | WV1022369 | 012 | Stonecoal Creek | WV-OGU-141-B-4 | Bragg Branch | WVOG-139-A-1 | -81.2568 | 37.6079 | POCAHONTAS COAL COMPANY LLC | 2009-04-06 | 11.18 | 9.34 |  | 20.52 | 1.42 | 2.46 | 0.43 | 0.75 | 2 | 3.47 | Unimpaired - Delete | 3.2_Al | Surface | WQ | Surface_WQ_3.2_Al | Surface_WQ_3.2_Al | Fe_WQ_Al_3.2
Upper Guyandotte River | 5098 | WV1022369 | 013 | Stonecoal Creek | WV-OGU-141-B-4 | Bragg Branch | WVOG-139-A-1 | -81.2579 | 37.6043 | POCAHONTAS COAL COMPANY LLC | 2009-04-06 | 9.11 | 35 |  | 44.11 | 1.42 | 2.46 | 0.43 | 0.75 | 2 | 3.47 | Unimpaired - Delete | 3.2_Al | Surface | WQ | Surface_WQ_3.2_Al | Surface_WQ_3.2_Al | Fe_WQ_Al_3.2
Upper Guyandotte River | 5098 | WV1022369 | 014 | Stonecoal Creek | WV-OGU-141-B-4 | Bragg Branch | WVOG-139-A-1 | -81.259 | 37.5979 | POCAHONTAS COAL COMPANY LLC | 2009-04-06 | 9.09 | 6.97 |  | 16.06 | 1.42 | 2.46 | 0.43 | 0.75 | 2 | 3.47 | Unimpaired - Delete | 3.2_Al | Surface | WQ | Surface_WQ_3.2_Al | Surface_WQ_3.2_Al | Fe_WQ_Al_3.2
Upper Guyandotte River | 5101 | WV1022253 | 001 | Stonecoal Creek | WV-OGU-141-B | Tommy Creek | WVOG-139-A | -81.2482 | 37.5943 | POCAHONTAS COAL COMPANY LLC | 2013-09-27 | 2.6 | 0 |  | 2.6 | 0.95 | 1.64 | 0.22 | 0.38 | 2 | 3.47 | Unimpaired - Delete | 0.75_Al | Surface | 1.0 in Trout | Surface_1.0 in Trout_0.75_Al | Surface_1.0 in Trout_0.75_Al | Fe_Trout_Al_.75
Upper Guyandotte River | 5097 | WV1022253 | 005 | Stonecoal Creek | WV-OGU-141-B | Tommy Creek | WVOG-139-A | -81.2693 | 37.5896 | POCAHONTAS COAL COMPANY LLC | 2013-09-27 | 42.1 | 0 |  | 42.1 | 0.95 | 1.64 | 0.21 | 0.36 | 2 | 3.47 | Unimpaired - Delete | 0.75_Al | Surface | 1.0 in Trout | Surface_1.0 in Trout_0.75_Al | Surface_1.0 in Trout_0.75_Al | Fe_Trout_Al_.75
Upper Guyandotte River | 5106 | WV1000063 | 010 | Stonecoal Creek | WV-OGU-141 | Stonecoal Creek | WVOG-139 | -81.2861 | 37.6262 | POCAHONTAS COAL COMPANY LLC | 1986-09-17 | 2.5 | 0 |  | 2.5 | 3 | 5.26 | 1.88 | 3.27 | 2 | 3.47 | Unimpaired - Delete | 3.2_Al | Surface | Tech | Surface_Tech_3.2_Al | Surface_Tech_3.2_Al | Fe_Tech_Al_3.2
Upper Guyandotte River | 5098 | WV1022369 | 028 | Stonecoal Creek | WV-OGU-141-B-4 | Bragg Branch | WVOG-139-A-1 | -81.2545 | 37.6018 | POCAHONTAS COAL COMPANY LLC | 2009-04-06 | 14.77 | 26.49 |  | 41.26 | 1.42 | 2.46 | 0.43 | 0.75 | 2 | 3.47 | Unimpaired - Delete | 3.2_Al | Surface | WQ | Surface_WQ_3.2_Al | Surface_WQ_3.2_Al | Fe_WQ_Al_3.2
Upper Guyandotte River | 5098 | WV1022369 | 031 | Stonecoal Creek | WV-OGU-141-B-4 | Bragg Branch | WVOG-139-A-1 | -81.2573 | 37.6123 | POCAHONTAS COAL COMPANY LLC | 2009-04-06 | 4.44 | 2.46 |  | 6.9 | 1.42 | 2.46 | 0.43 | 0.75 | 2 | 3.47 | Unimpaired - Delete | 3.2_Al | Surface | WQ | Surface_WQ_3.2_Al | Surface_WQ_3.2_Al | Fe_WQ_Al_3.2
Upper Guyandotte River | 5098 | WV1022369 | 032 | Stonecoal Creek | WV-OGU-141-B-4 | Bragg Branch | WVOG-139-A-1 | -81.2323 | 37.609 | POCAHONTAS COAL COMPANY LLC | 2009-04-06 | 2.32 | 11.39 |  | 13.71 | 1.42 | 2.46 | 0.43 | 0.75 | 2 | 3.47 | Unimpaired - Delete | 3.2_Al | Surface | WQ | Surface_WQ_3.2_Al | Surface_WQ_3.2_Al | Fe_WQ_Al_3.2
Upper Guyandotte River | 5098 | WV1022369 | 034 | Stonecoal Creek | WV-OGU-141-B-4 | Bragg Branch | WVOG-139-A-1 | -81.237 | 37.6107 | POCAHONTAS COAL COMPANY LLC | 2009-04-06 | 6.14 | 2.61 |  | 8.75 | 1.42 | 2.46 | 0.43 | 0.75 | 2 | 3.47 | Unimpaired - Delete | 3.2_Al | Surface | WQ | Surface_WQ_3.2_Al | Surface_WQ_3.2_Al | Fe_WQ_Al_3.2
Upper Guyandotte River | 5098 | WV1022369 | 036 | Stonecoal Creek | WV-OGU-141-B-4 | Bragg Branch | WVOG-139-A-1 | -81.2527 | 37.6105 | POCAHONTAS COAL COMPANY LLC | 2009-04-06 | 2.69 | 0 |  | 2.69 | 1.42 | 2.46 | 0.43 | 0.75 | 2 | 3.47 | Unimpaired - Delete | 3.2_Al | Surface | WQ | Surface_WQ_3.2_Al | Surface_WQ_3.2_Al | Fe_WQ_Al_3.2
Upper Guyandotte River | 5098 | WV1022369 | 037 | Stonecoal Creek | WV-OGU-141-B-4 | Bragg Branch | WVOG-139-A-1 | -81.2509 | 37.6109 | POCAHONTAS COAL COMPANY LLC | 2009-04-06 | 12.63 | 39.63 |  | 52.26 | 1.42 | 2.46 | 0.43 | 0.75 | 2 | 3.47 | Unimpaired - Delete | 3.2_Al | Surface | WQ | Surface_WQ_3.2_Al | Surface_WQ_3.2_Al | Fe_WQ_Al_3.2
Upper Guyandotte River | 5098 | WV1022369 | 040 | Stonecoal Creek | WV-OGU-141-B-4 | Bragg Branch | WVOG-139-A-1 | -81.2432 | 37.6201 | POCAHONTAS COAL COMPANY LLC | 2009-04-06 | 2.52 | 7.26 |  | 9.78 | 1.42 | 2.46 | 0.43 | 0.75 | 2 | 3.47 | Unimpaired - Delete | 3.2_Al | Surface | WQ | Surface_WQ_3.2_Al | Surface_WQ_3.2_Al | Fe_WQ_Al_3.2
Upper Guyandotte River | 5098 | WV1022369 | 006 | Stonecoal Creek | WV-OGU-141-B-4 | Bragg Branch | WVOG-139-A-1 | -81.2348 | 37.6115 | POCAHONTAS COAL COMPANY LLC | 2009-04-06 | 7.65 | 39.02 |  | 46.67 | 1.42 | 2.46 | 0.43 | 0.75 | 2 | 3.47 | Unimpaired - Delete | 3.2_Al | Surface | WQ | Surface_WQ_3.2_Al | Surface_WQ_3.2_Al | Fe_WQ_Al_3.2
Upper Guyandotte River | 5098 | WV1022369 | 007 | Stonecoal Creek | WV-OGU-141-B-4 | Bragg Branch | WVOG-139-A-1 | -81.2342 | 37.6087 | POCAHONTAS COAL COMPANY LLC | 2009-04-06 | 2.3 | 4.5 |  | 6.8 | 1.42 | 2.46 | 0.43 | 0.75 | 2 | 3.47 | Unimpaired - Delete | 3.2_Al | Surface | WQ | Surface_WQ_3.2_Al | Surface_WQ_3.2_Al | Fe_WQ_Al_3.2
Upper Guyandotte River | 5097 | WV1022253 | 006 | Stonecoal Creek | WV-OGU-141-B | Tommy Creek | WVOG-139-A | -81.2704 | 37.5873 | POCAHONTAS COAL COMPANY LLC | 2013-09-27 | 4.9 | 0 |  | 4.9 | 0.95 | 1.64 | 0.21 | 0.36 | 2 | 3.47 | Unimpaired - Delete | 0.75_Al | Surface | 1.0 in Trout | Surface_1.0 in Trout_0.75_Al | Surface_1.0 in Trout_0.75_Al | Fe_Trout_Al_.75
Upper Guyandotte River | 5097 | WV1022253 | 015 | Stonecoal Creek | WV-OGU-141-B | Tommy Creek | WVOG-139-A | -81.269 | 37.5918 | POCAHONTAS COAL COMPANY LLC | 2013-09-27 | 4.7 | 0 |  | 4.7 | 0.95 | 1.64 | 0.21 | 0.36 | 2 | 3.47 | Unimpaired - Delete | 0.75_Al | Surface | 1.0 in Trout | Surface_1.0 in Trout_0.75_Al | Surface_1.0 in Trout_0.75_Al | Fe_Trout_Al_.75
Upper Guyandotte River | 5099 | WV1022407 | 020 | Stonecoal Creek | WV-OGU-141-B | Tommy Creek | WVOG-139-A | -81.2495 | 37.5909 | POCAHONTAS COAL COMPANY LLC | 2008-04-30 | 16.79 | 20.36 |  | 37.15 | 0.95 | 1.64 | 0.08 | 0.14 | 2 | 3.47 | Unimpaired - Delete | 0.75_Al | Surface | 1.0 in Trout | Surface_1.0 in Trout_0.75_Al | Surface_1.0 in Trout_0.75_Al | Fe_Trout_Al_.75
Upper Guyandotte River | 5101 | WV1022407 | 017 | Stonecoal Creek | WV-OGU-141-B | Tommy Creek | WVOG-139-A | -81.2276 | 37.5878 | POCAHONTAS COAL COMPANY LLC | 2008-04-30 | 13.81 | 8.06 |  | 21.87 | 0.95 | 1.64 | 0.08 | 0.14 | 2 | 3.47 | Unimpaired - Delete | 0.75_Al | Surface | 1.0 in Trout | Surface_1.0 in Trout_0.75_Al | Surface_1.0 in Trout_0.75_Al | Fe_Trout_Al_.75
Upper Guyandotte River | 5100 | WV1022369 | 016 | Stonecoal Creek | WV-OGU-141-B-8 | Lefthand Fork/Tommy Creek | WVOG-139-A-3 | -81.252 | 37.5998 | POCAHONTAS COAL COMPANY LLC | 2009-04-06 | 4.95 | 4.8 |  | 9.75 | 1.31 | 2.27 | 0.39 | 0.67 | 2 | 3.47 | Unimpaired - Delete | 0.75_Al | Surface | WQ | Surface_WQ_0.75_Al | Surface_WQ_0.75_Al | Fe_WQ_Al_.75
Upper Guyandotte River | 5100 | WV1022369 | 017 | Stonecoal Creek | WV-OGU-141-B-8 | Lefthand Fork/Tommy Creek | WVOG-139-A-3 | -81.2504 | 37.6018 | POCAHONTAS COAL COMPANY LLC | 2009-04-06 | 6.35 | 8.49 |  | 14.84 | 1.31 | 2.27 | 0.39 | 0.67 | 2 | 3.47 | Unimpaired - Delete | 0.75_Al | Surface | WQ | Surface_WQ_0.75_Al | Surface_WQ_0.75_Al | Fe_WQ_Al_.75
Upper Guyandotte River | 5097 | WV1021711 | 001 | Stonecoal Creek | WV-OGU-141-B | Tommy Creek | WVOG-139-A | -81.2882 | 37.6159 | POCAHONTAS COAL COMPANY LLC | 2005-03-28 | 34.4 | 75.65 |  | 110.05 | 1.42 | 2.46 | 0.19 | 0.33 | 0.15 | 0.26 | Unimpaired - Delete | 0.75_Al | Surface | WQ | Surface_WQ_0.75_Al | Surface_WQ_0.75_Al | Fe_WQ_Al_.75
Upper Guyandotte River | 5087 | WV1022601 | 001 | Devils Fork | WV-OGU-140-J-4 | Richland Hollow | WVOG-137-C-2 | -81.2237 | 37.5726 | POCAHONTAS COAL COMPANY LLC | 2010-09-15 | 23.43 | 45.52 |  | 68.95 | 1.34 | 2.31 | 0.41 | 0.71 | 2 | 3.47 | Unimpaired - Delete | 0.75_Al | Surface | WQ | Surface_WQ_0.75_Al | Surface_WQ_0.75_Al | Fe_WQ_Al_.75
Upper Guyandotte River | 5087 | WV1022601 | 011 | Devils Fork | WV-OGU-140-J-4 | Richland Hollow | WVOG-137-C-2 | -81.2076 | 37.5701 | POCAHONTAS COAL COMPANY LLC | 2013-11-15 | 6.4 | 8.2 |  | 14.6 | 0.62 | 1.07 | 0.23 | 0.4 | 2 | 3.47 | Unimpaired - Delete | 0.75_Al | Surface | WQ | Surface_WQ_0.75_Al | Surface_WQ_0.75_Al | Fe_WQ_Al_.75
Upper Guyandotte River | 5087 | WV1022601 | 012 | Devils Fork | WV-OGU-140-J-4 | Richland Hollow | WVOG-137-C-2 | -81.207 | 37.5696 | POCAHONTAS COAL COMPANY LLC | 2013-11-15 | 8.6 | 14.3 |  | 22.9 | 0.62 | 1.07 | 0.23 | 0.4 | 2 | 3.47 | Unimpaired - Delete | 0.75_Al | Surface | WQ | Surface_WQ_0.75_Al | Surface_WQ_0.75_Al | Fe_WQ_Al_.75
Upper Guyandotte River | 5087 | WV1022601 | 013 | Devils Fork | WV-OGU-140-J-4 | Richland Hollow | WVOG-137-C-2 | -81.2084 | 37.5654 | POCAHONTAS COAL COMPANY LLC | 2013-11-15 | 11.1 | 29.1 |  | 40.2 | 1.42 | 2.46 | 0.43 | 0.75 | 1 | 1.73 | Unimpaired - Delete | 3.2_Al | Surface | WQ | Surface_WQ_3.2_Al | Surface_WQ_3.2_Al | Fe_WQ_Al_3.2
Upper Guyandotte River | 5087 | WV1022601 | 014 | Devils Fork | WV-OGU-140-J-4 | Richland Hollow | WVOG-137-C-2 | -81.2087 | 37.5648 | POCAHONTAS COAL COMPANY LLC | 2013-11-15 | 7.3 | 4.1 |  | 11.4 | 0.37 | 0.64 | 0.17 | 0.3 | 2 | 3.47 | Unimpaired - Delete | 0.75_Al | Surface | WQ | Surface_WQ_0.75_Al | Surface_WQ_0.75_Al | Fe_WQ_Al_.75
Upper Guyandotte River | 5087 | WV1022601 | 015 | Devils Fork | WV-OGU-140-J-4 | Richland Hollow | WVOG-137-C-2 | -81.2059 | 37.5623 | POCAHONTAS COAL COMPANY LLC | 2013-11-15 | 2.3 | 1.7 |  | 4 | 0.62 | 1.07 | 0.23 | 0.4 | 2 | 3.47 | Unimpaired - Delete | 0.75_Al | Surface | WQ | Surface_WQ_0.75_Al | Surface_WQ_0.75_Al | Fe_WQ_Al_.75
Upper Guyandotte River | 5087 | WV1022601 | 002 | Devils Fork | WV-OGU-140-J-4 | Richland Hollow | WVOG-137-C-2 | -81.2276 | 37.5709 | POCAHONTAS COAL COMPANY LLC | 2010-09-15 | 6.35 | 30.33 |  | 36.68 | 1.34 | 2.31 | 0.41 | 0.71 | 2 | 3.47 | Unimpaired - Delete | 0.75_Al | Surface | WQ | Surface_WQ_0.75_Al | Surface_WQ_0.75_Al | Fe_WQ_Al_.75
Upper Guyandotte River | 5087 | WV1022601 | 003 | Devils Fork | WV-OGU-140-J-4 | Richland Hollow | WVOG-137-C-2 | -81.2307 | 37.5693 | POCAHONTAS COAL COMPANY LLC | 2010-09-15 | 5.47 | 12.77 |  | 18.24 | 1.34 | 2.31 | 0.41 | 0.71 | 2 | 3.47 | Unimpaired - Delete | 0.75_Al | Surface | WQ | Surface_WQ_0.75_Al | Surface_WQ_0.75_Al | Fe_WQ_Al_.75
Upper Guyandotte River | 5086 | WV1022601 | 004 | Devils Fork | WV-OGU-140-J | Wiley Spring Branch | WVOG-137-C | -81.2395 | 37.5673 | POCAHONTAS COAL COMPANY LLC | 2010-09-15 | 9.84 | 16.65 |  | 26.49 | 1.34 | 2.31 | 0.41 | 0.71 | 2 | 3.47 | Unimpaired - Delete | 0.75_Al | Surface | WQ | Surface_WQ_0.75_Al | Surface_WQ_0.75_Al | Fe_WQ_Al_.75
Upper Guyandotte River | 5087 | WV1022601 | 005 | Devils Fork | WV-OGU-140-J-4 | Richland Hollow | WVOG-137-C-2 | -81.2115 | 37.5804 | POCAHONTAS COAL COMPANY LLC | 2010-09-15 | 5.29 | 7.93 |  | 13.22 | 0.94 | 1.62 | 0.26 | 0.45 | 2 | 3.47 | Unimpaired - Delete | 0.75_Al | Surface | WQ | Surface_WQ_0.75_Al | Surface_WQ_0.75_Al | Fe_WQ_Al_.75
Upper Guyandotte River | 5087 | WV1022601 | 006 | Devils Fork | WV-OGU-140-J-4 | Richland Hollow | WVOG-137-C-2 | -81.2045 | 37.5782 | POCAHONTAS COAL COMPANY LLC | 2010-09-15 | 15.58 | 29.75 |  | 45.33 | 0.94 | 1.62 | 0.26 | 0.45 | 2 | 3.47 | Unimpaired - Delete | 0.75_Al | Surface | WQ | Surface_WQ_0.75_Al | Surface_WQ_0.75_Al | Fe_WQ_Al_.75
Upper Guyandotte River | 5087 | WV1022601 | 007 | Devils Fork | WV-OGU-140-J-4 | Richland Hollow | WVOG-137-C-2 | -81.2076 | 37.5737 | POCAHONTAS COAL COMPANY LLC | 2010-09-15 | 11.21 | 14.55 |  | 25.76 | 0.94 | 1.62 | 0.26 | 0.45 | 2 | 3.47 | Unimpaired - Delete | 0.75_Al | Surface | WQ | Surface_WQ_0.75_Al | Surface_WQ_0.75_Al | Fe_WQ_Al_.75
Upper Guyandotte River | 5097 | WV1022032 | 016 | Stonecoal Creek | WV-OGU-141-B | Tommy Creek | WVOG-139-A | -81.2802 | 37.6013 | POCAHONTAS COAL COMPANY LLC | 2006-11-30 | 0.1 | 0 |  | 0.1 | 1.42 | 2.46 | 0.43 | 0.75 | 2 | 3.47 | Unimpaired - Delete | 3.2_Al | Surface | WQ | Surface_WQ_3.2_Al | Surface_WQ_3.2_Al | Fe_WQ_Al_3.2
Upper Guyandotte River | 2050 | WV1022717 | 001 | Rich Creek | WV-OGU-18-A | Left Fork/Rich Creek | WVOG-73-A | -81.9107 | 37.7457 | HAMPDEN COAL, LLC | 2005-02-25 | 1.25 | 2.76 |  | 4.01 | 1.42 | 2.46 | 0.43 | 0.75 | 2 | 4 | Unimpaired - Delete | 3.2_Al | Surface | WQ | Surface_WQ_3.2_Al | Surface_WQ_3.2_Al | Fe_WQ_Al_3.2
Upper Guyandotte River | 2048 | WV1022717 | 002 | Rich Creek | WV-OGU-18-A | Left Fork/Rich Creek | WVOG-73-A | -81.9262 | 37.7624 | HAMPDEN COAL, LLC | 2005-02-25 | 3.5 | 2.5 |  | 6 | 1.42 | 2.46 | 0.43 | 0.75 | 2 | 4 | Unimpaired - Delete | 3.2_Al | Surface | WQ | Surface_WQ_3.2_Al | Surface_WQ_3.2_Al | Fe_WQ_Al_3.2
Upper Guyandotte River | 2050 | WV1022717 | 005 | Rich Creek | WV-OGU-18-A | Left Fork/Rich Creek | WVOG-73-A | -81.9108 | 37.7444 | HAMPDEN COAL, LLC | 2014-10-17 | 0.5 | 9.2 |  | 9.7 | 1.42 | 2.46 | 0.43 | 0.75 | 2 | 4 | Unimpaired - Delete | 3.2_Al | Surface | WQ | Surface_WQ_3.2_Al | Surface_WQ_3.2_Al | Fe_WQ_Al_3.2
Upper Guyandotte River | 2039 | WV1022792 | 026 | Rum Creek | WV-OGU-10 | Rum Creek | WVOG-70 | -81.8065 | 37.8059 | ERP ENVIRONMENTAL FUND, INC. | 2011-06-03 | 14.86 | 4 |  | 18.86 | 1.13 | 1.96 | 1.33 | 2.3 | 2 | 3.47 | Unimpaired - Delete | 3.2_Al | Surface | WQ | Surface_WQ_3.2_Al | Surface_WQ_3.2_Al | Fe_WQ_Al_3.2
Upper Guyandotte River | 2071 | WV1022792 | 030 | Buffalo Creek | WV-OGU-27-I | Proctor Hollow (Mudlick Branch) | WVOG-75-C.5 | -81.7987 | 37.7971 | ERP ENVIRONMENTAL FUND, INC. | 2011-06-03 | 13.1 | 0 |  | 13.1 | 1.42 | 2.46 | 1.73 | 3 | 2 | 3.47 | Unimpaired - Delete | 3.2_Al | Surface | WQ | Surface_WQ_3.2_Al | Surface_WQ_3.2_Al | Fe_WQ_Al_3.2
Upper Guyandotte River | 2071 | WV1022792 | 031 | Buffalo Creek | WV-OGU-27-I | Proctor Hollow (Mudlick Branch) | WVOG-75-C.5 | -81.801 | 37.799 | ERP ENVIRONMENTAL FUND, INC. | 2011-06-03 | 14.4 | 0 |  | 14.4 | 1.42 | 2.46 | 1.73 | 3 | 2 | 3.47 | Unimpaired - Delete | 3.2_Al | Surface | WQ | Surface_WQ_3.2_Al | Surface_WQ_3.2_Al | Fe_WQ_Al_3.2
Upper Guyandotte River | 2071 | WV1022792 | 032 | Buffalo Creek | WV-OGU-27-I | Proctor Hollow (Mudlick Branch) | WVOG-75-C.5 | -81.8029 | 37.8004 | ERP ENVIRONMENTAL FUND, INC. | 2011-06-03 | 22.54 | 7.26 |  | 29.8 | 1.42 | 2.46 | 1.73 | 3 | 2 | 3.47 | Unimpaired - Delete | 3.2_Al | Surface | WQ | Surface_WQ_3.2_Al | Surface_WQ_3.2_Al | Fe_WQ_Al_3.2
Upper Guyandotte River | 2174 | WV1022946 | 001 | Gilbert Creek | WV-OGU-47-K | Lefthand Fork/Gilbert Creek | WVOG-89-F | -81.8615 | 37.5587 | FRASURE CREEK MINING, LLC | 2007-09-28 | 13.01 | 65.85 |  | 78.86 | 0.49 | 0.86 | 0.43 | 0.75 | 2 | 3.47 | Unimpaired - Delete | 3.2_Al | Surface | WQ | Surface_WQ_3.2_Al | Surface_WQ_3.2_Al | Fe_WQ_Al_3.2
Upper Guyandotte River | 2179 | WV1022946 | 002 | Guyandotte River (Upper) | WV-OGU-52 | White Oak Branch | WVOG-91 | -81.8548 | 37.5693 | FRASURE CREEK MINING, LLC | 2007-09-28 | 50.48 | 28.31 |  | 78.79 | 0.48 | 0.83 | 0.43 | 0.75 | 2 | 3.47 | Unimpaired - Delete | 3.2_Al | Surface | WQ | Surface_WQ_3.2_Al | Surface_WQ_3.2_Al | Fe_WQ_Al_3.2
Upper Guyandotte River | 2003 | WV1022971 | 014 | Dingess Run | WV-OGU-4-A | Bandmill Hollow (Righthand Fork) | WVOG-68-A | -81.9187 | 37.8484 | HIGHLAND MINING COMPANY | 2008-04-23 | 8.11 | 5.48 |  | 13.59 | 1.36 | 2.34 | 0.68 | 1.18 | 1 | 1.73 | Unimpaired - Delete | 3.2_Al | Surface | WQ | Surface_WQ_3.2_Al | Surface_WQ_3.2_Al | Fe_WQ_Al_3.2
Upper Guyandotte River | 2003 | WV1022971 | 015 | Dingess Run | WV-OGU-4-A | Bandmill Hollow (Righthand Fork) | WVOG-68-A | -81.9171 | 37.8501 | HIGHLAND MINING COMPANY | 2008-04-23 | 5.35 | 0.17 |  | 5.52 | 1.36 | 2.34 | 0.68 | 1.18 | 1 | 1.73 | Unimpaired - Delete | 3.2_Al | Surface | WQ | Surface_WQ_3.2_Al | Surface_WQ_3.2_Al | Fe_WQ_Al_3.2
Upper Guyandotte River | 2015 | WV1022971 | 002 | Dingess Run | WV-OGU-4-G | Freeze Fork | WVOG-68-G | -81.8937 | 37.8454 | HIGHLAND MINING COMPANY | 2008-04-23 | 13.47 | 6.82 |  | 20.29 | 1.42 | 2.46 | 1.2 | 2.1 | 2 | 3.47 | Unimpaired - Delete | 3.2_Al | Surface | WQ | Surface_WQ_3.2_Al | Surface_WQ_3.2_Al | Fe_WQ_Al_3.2
Upper Guyandotte River | 2015 | WV1022971 | 003 | Dingess Run | WV-OGU-4-G | Freeze Fork | WVOG-68-G | -81.8937 | 37.8479 | HIGHLAND MINING COMPANY | 2008-04-23 | 8.98 | 3.2 |  | 12.18 | 1.42 | 2.46 | 1.2 | 2.1 | 2 | 3.47 | Unimpaired - Delete | 3.2_Al | Surface | WQ | Surface_WQ_3.2_Al | Surface_WQ_3.2_Al | Fe_WQ_Al_3.2
Upper Guyandotte River | 2013 | WV1022971 | 016 | Dingess Run | WV-OGU-4-G | Freeze Fork | WVOG-68-G | -81.9012 | 37.8495 | HIGHLAND MINING COMPANY | 2008-04-23 | 19.97 | 0 |  | 19.97 | 1.42 | 2.46 | 1.2 | 2.1 | 2 | 3.47 | Unimpaired - Delete | 3.2_Al | Surface | WQ | Surface_WQ_3.2_Al | Surface_WQ_3.2_Al | Fe_WQ_Al_3.2
Upper Guyandotte River | 2013 | WV1022971 | 017 | Dingess Run | WV-OGU-4-G | Freeze Fork | WVOG-68-G | -81.8993 | 37.8501 | HIGHLAND MINING COMPANY | 2008-04-23 | 8.82 | 0 |  | 8.82 | 1.42 | 2.46 | 1.2 | 2.1 | 2 | 3.47 | Unimpaired - Delete | 3.2_Al | Surface | WQ | Surface_WQ_3.2_Al | Surface_WQ_3.2_Al | Fe_WQ_Al_3.2
Upper Guyandotte River | 2013 | WV1022971 | 018 | Dingess Run | WV-OGU-4-G | Freeze Fork | WVOG-68-G | -81.8972 | 37.8481 | HIGHLAND MINING COMPANY | 2008-04-23 | 7.01 | 1.71 |  | 8.72 | 1.42 | 2.46 | 1.2 | 2.1 | 2 | 3.47 | Unimpaired - Delete | 3.2_Al | Surface | WQ | Surface_WQ_3.2_Al | Surface_WQ_3.2_Al | Fe_WQ_Al_3.2
Upper Guyandotte River | 2005 | WV1022971 | 006 | Dingess Run | WV-OGU-4-A | Bandmill Hollow (Righthand Fork) | WVOG-68-A | -81.9121 | 37.8365 | HIGHLAND MINING COMPANY | 2008-04-23 | 43.31 | 3.49 |  | 46.8 | 0.81 | 1.41 | 0.43 | 0.75 | 1 | 1.73 | Unimpaired - Delete | 3.2_Al | Surface | WQ | Surface_WQ_3.2_Al | Surface_WQ_3.2_Al | Fe_WQ_Al_3.2
Upper Guyandotte River | 2005 | WV1022971 | 001 | Dingess Run | WV-OGU-4-A | Bandmill Hollow (Righthand Fork) | WVOG-68-A | -81.9165 | 37.8393 | HIGHLAND MINING COMPANY | 2008-04-23 | 387.26 | 0 |  | 387.26 | 0.81 | 1.41 | 0.43 | 0.75 | 1 | 1.73 | Unimpaired - Delete | 3.2_Al | Surface | WQ | Surface_WQ_3.2_Al | Surface_WQ_3.2_Al | Fe_WQ_Al_3.2
Upper Guyandotte River | 2013 | WV1022971 | 019 | Dingess Run | WV-OGU-4-G | Freeze Fork | WVOG-68-G | -81.8957 | 37.8476 | HIGHLAND MINING COMPANY | 2015-06-24 | 7.4 | 0.46 |  | 7.86 | 1.42 | 2.46 | 1.2 | 2.1 | 2 | 3.47 | Unimpaired - Delete | 3.2_Al | Surface | WQ | Surface_WQ_3.2_Al | Surface_WQ_3.2_Al | Fe_WQ_Al_3.2
Upper Guyandotte River | 2003 | WV1022971 | 022 | Dingess Run | WV-OGU-4-A | Bandmill Hollow (Righthand Fork) | WVOG-68-A | -81.9194 | 37.8419 | HIGHLAND MINING COMPANY | 2016-01-21 | 9.2 | 0 |  | 9.2 | 0.81 | 1.41 | 0.43 | 0.75 | 1 | 1.73 | Unimpaired - Delete | 3.2_Al | Surface | WQ | Surface_WQ_3.2_Al | Surface_WQ_3.2_Al | Fe_WQ_Al_3.2
Upper Guyandotte River | 2005 | WV1022971 | 008 | Dingess Run | WV-OGU-4-A | Bandmill Hollow (Righthand Fork) | WVOG-68-A | -81.9157 | 37.8415 | HIGHLAND MINING COMPANY | 2008-04-23 | 4.32 | 0 |  | 4.32 | 0.81 | 1.41 | 0.43 | 0.75 | 1 | 1.73 | Unimpaired - Delete | 3.2_Al | Surface | WQ | Surface_WQ_3.2_Al | Surface_WQ_3.2_Al | Fe_WQ_Al_3.2
Upper Guyandotte River | 2003 | WV1022971 | 009 | Dingess Run | WV-OGU-4-A | Bandmill Hollow (Righthand Fork) | WVOG-68-A | -81.9232 | 37.8409 | HIGHLAND MINING COMPANY | 2008-04-23 | 7 | 0 |  | 7 | 0.81 | 1.41 | 0.43 | 0.75 | 1 | 1.73 | Unimpaired - Delete | 3.2_Al | Surface | WQ | Surface_WQ_3.2_Al | Surface_WQ_3.2_Al | Fe_WQ_Al_3.2
Upper Guyandotte River | 2003 | WV1022971 | 010 | Dingess Run | WV-OGU-4-A | Bandmill Hollow (Righthand Fork) | WVOG-68-A | -81.9204 | 37.8437 | HIGHLAND MINING COMPANY | 2008-04-23 | 1.98 | 0 |  | 1.98 | 1.36 | 2.34 | 0.68 | 1.18 | 1 | 1.73 | Unimpaired - Delete | 3.2_Al | Surface | WQ | Surface_WQ_3.2_Al | Surface_WQ_3.2_Al | Fe_WQ_Al_3.2
Upper Guyandotte River | 2003 | WV1022971 | 011 | Dingess Run | WV-OGU-4-A | Bandmill Hollow (Righthand Fork) | WVOG-68-A | -81.9171 | 37.8445 | HIGHLAND MINING COMPANY | 2008-04-23 | 18 | 0 |  | 18 | 1.36 | 2.34 | 0.68 | 1.18 | 1 | 1.73 | Unimpaired - Delete | 3.2_Al | Surface | WQ | Surface_WQ_3.2_Al | Surface_WQ_3.2_Al | Fe_WQ_Al_3.2
Upper Guyandotte River | 2003 | WV1022971 | 012 | Dingess Run | WV-OGU-4-A | Bandmill Hollow (Righthand Fork) | WVOG-68-A | -81.9187 | 37.8454 | HIGHLAND MINING COMPANY | 2008-04-23 | 5.66 | 0.33 |  | 5.99 | 1.36 | 2.34 | 0.68 | 1.18 | 1 | 1.73 | Unimpaired - Delete | 3.2_Al | Surface | WQ | Surface_WQ_3.2_Al | Surface_WQ_3.2_Al | Fe_WQ_Al_3.2
Upper Guyandotte River | 2003 | WV1022971 | 013 | Dingess Run | WV-OGU-4-A | Bandmill Hollow (Righthand Fork) | WVOG-68-A | -81.9176 | 37.847 | HIGHLAND MINING COMPANY | 2008-04-23 | 5.85 | 2.21 |  | 8.06 | 1.36 | 2.34 | 0.68 | 1.18 | 1 | 1.73 | Unimpaired - Delete | 3.2_Al | Surface | WQ | Surface_WQ_3.2_Al | Surface_WQ_3.2_Al | Fe_WQ_Al_3.2
Upper Guyandotte River | 2014 | WV1022989 | 001 | Dingess Run | WV-OGU-4-G-1 | UNT/Freeze Fork RM 1.05 | WVOG-68-G-1 | -81.8932 | 37.8514 | HIGHLAND MINING COMPANY | 2007-02-22 | 3 | 0 | 0.05 | 3 | 1.42 | 2.46 | 0.43 | 0.75 | 2 | 3.47 | Unimpaired - Delete | 3.2_Al | DMR and Landuse | WQ | DMR and Landuse_WQ_3.2_Al | DMR and Landuse_WQ_3.2_Al | Fe_WQ_Al_3.2
Upper Guyandotte River | 2086 | WV1023071 | 001 | Buffalo Creek | WV-OGU-27 | Buffalo Creek | WVOG-75 | -81.69 | 37.8043 | GREENBRIER MINERALS, LLC | 2007-10-10 | 0.73 | 10.2 |  | 10.93 | 1.42 | 2.46 | 3 | 6 | 1 | 1.73 | Unimpaired - Delete | 3.2_Al | Surface | WQ | Surface_WQ_3.2_Al | Surface_WQ_3.2_Al | Fe_WQ_Al_3.2
Upper Guyandotte River | 2086 | WV1023071 | 002 | Buffalo Creek | WV-OGU-27 | Buffalo Creek | WVOG-75 | -81.6957 | 37.8027 | GREENBRIER MINERALS, LLC | 2007-10-10 | 7.16 | 22.76 |  | 29.92 | 1.42 | 2.46 | 3 | 6 | 1 | 1.73 | Unimpaired - Delete | 3.2_Al | Surface | WQ | Surface_WQ_3.2_Al | Surface_WQ_3.2_Al | Fe_WQ_Al_3.2
Upper Guyandotte River | 2082 | WV1023071 | 003 | Buffalo Creek | WV-OGU-27 | Buffalo Creek | WVOG-75 | -81.6972 | 37.802 | GREENBRIER MINERALS, LLC | 2007-10-10 | 1.26 | 0 |  | 1.26 | 1.42 | 2.46 | 3 | 6 | 1 | 1.73 | Unimpaired - Delete | 3.2_Al | Surface | WQ | Surface_WQ_3.2_Al | Surface_WQ_3.2_Al | Fe_WQ_Al_3.2
Upper Guyandotte River | 1054 | WV1023098 | 016 | Island Creek | WV-OGU-1-T | Pine Creek | WVOG-65-H | -82.0448 | 37.7493 | COAL-MAC, INC. DBA PHOENIX COAL-MAC MINING, INC. | 2008-08-12 | 26.89 | 0 |  | 26.89 | 1.37 | 2.37 | 0.43 | 0.75 | 2 | 3.47 | Unimpaired - Delete | 3.2_Al | Surface | WQ | Surface_WQ_3.2_Al | Surface_WQ_3.2_Al | Fe_WQ_Al_3.2
Upper Guyandotte River | 1048 | WV1023098 | 017 | Island Creek | WV-OGU-1-T | Pine Creek | WVOG-65-H | -82.0429 | 37.7495 | COAL-MAC, INC. DBA PHOENIX COAL-MAC MINING, INC. | 2008-08-12 | 12.57 | 0 |  | 12.57 | 1.42 | 2.46 | 0.43 | 0.75 | 2 | 3.47 | Unimpaired - Delete | 3.2_Al | Surface | WQ | Surface_WQ_3.2_Al | Surface_WQ_3.2_Al | Fe_WQ_Al_3.2
Upper Guyandotte River | 1048 | WV1023098 | 018 | Island Creek | WV-OGU-1-T | Pine Creek | WVOG-65-H | -82.0429 | 37.7462 | COAL-MAC, INC. DBA PHOENIX COAL-MAC MINING, INC. | 2008-08-12 | 15.55 | 4.09 |  | 19.64 | 1.42 | 2.46 | 0.43 | 0.75 | 2 | 3.47 | Unimpaired - Delete | 3.2_Al | Surface | WQ | Surface_WQ_3.2_Al | Surface_WQ_3.2_Al | Fe_WQ_Al_3.2
Upper Guyandotte River | 1055 | WV1023098 | 001 | Island Creek | WV-OGU-1-T-8 | Twin Branch | WVOG-65-H-2 | -82.0561 | 37.7406 | COAL-MAC, INC. DBA PHOENIX COAL-MAC MINING, INC. | 2008-08-12 | 85.54 | 51.68 |  | 137.22 | 1.37 | 2.37 | 1.17 | 2.05 | 2 | 3.47 | Unimpaired - Delete | 3.2_Al | Surface | WQ | Surface_WQ_3.2_Al | Surface_WQ_3.2_Al | Fe_WQ_Al_3.2
Upper Guyandotte River | 1054 | WV1023098 | 003 | Island Creek | WV-OGU-1-T | Pine Creek | WVOG-65-H | -82.0521 | 37.7459 | COAL-MAC, INC. DBA PHOENIX COAL-MAC MINING, INC. | 2008-08-12 | 71.6 | 31.71 |  | 103.31 | 1.37 | 2.37 | 0.85 | 1.48 | 2 | 3.47 | Unimpaired - Delete | 3.2_Al | Surface | WQ | Surface_WQ_3.2_Al | Surface_WQ_3.2_Al | Fe_WQ_Al_3.2
Upper Guyandotte River | 4083 | WV1023781 | 001 | Pinnacle Creek | WV-OGU-108-M-3 | Sulphur Branch | WVOG-124-E-0.5 | -81.4895 | 37.5247 | PAY CAR MINING INC | 2010-01-20 | 2.58 | 0 | 0.5 | 2.58 | 1.42 | 2.46 | 0.43 | 0.75 | 2 | 3.47 | Unimpaired - Delete | 3.2_Al | Surface | WQ | Surface_WQ_3.2_Al | Surface_WQ_3.2_Al | Fe_WQ_Al_3.2
Upper Guyandotte River | 4042 | WV1023799 | 001 | Guyandotte River (Upper) | WV-OGU-88 | Doublecamp Branch | WVOG-113 | -81.6368 | 37.6221 | ROLLING S AUGERING LLC | 2014-01-13 | 1.9 | 13.3 |  | 15.2 | 1.42 | 2.46 | 0.97 | 1.68 | 2 | 3.47 | Unimpaired - Delete | 3.2_Al | Surface | WQ | Surface_WQ_3.2_Al | Surface_WQ_3.2_Al | Fe_WQ_Al_3.2
Upper Guyandotte River | 4044 | WV1023900 | 012 | Guyandotte River (Upper) | WV-OGU-93 | Shannon Mill Creek | WVOG-116 | -81.6232 | 37.6101 | ROLLING S AUGERING LLC | 2015-10-09 | 3.21 | 2.17 |  | 5.38 | 1.28 | 2.22 | 0.4 | 0.7 | 2 | 3.47 | Unimpaired - Delete | 0.75_Al | Surface | WQ | Surface_WQ_0.75_Al | Surface_WQ_0.75_Al | Fe_WQ_Al_.75
Upper Guyandotte River | 4044 | WV1023900 | 013 | Guyandotte River (Upper) | WV-OGU-93 | Shannon Mill Creek | WVOG-116 | -81.6223 | 37.6123 | ROLLING S AUGERING LLC | 2015-10-09 | 3.6 | 3.35 |  | 6.95 | 1.28 | 2.22 | 0.4 | 0.7 | 2 | 3.47 | Unimpaired - Delete | 0.75_Al | Surface | WQ | Surface_WQ_0.75_Al | Surface_WQ_0.75_Al | Fe_WQ_Al_.75
Upper Guyandotte River | 4044 | WV1023900 | 014 | Guyandotte River (Upper) | WV-OGU-93 | Shannon Mill Creek | WVOG-116 | -81.6226 | 37.6146 | ROLLING S AUGERING LLC | 2015-10-09 | 3.52 | 2.81 |  | 6.33 | 1.28 | 2.2 | 0.4 | 0.7 | 2 | 3.47 | Unimpaired - Delete | 0.75_Al | Surface | WQ | Surface_WQ_0.75_Al | Surface_WQ_0.75_Al | Fe_WQ_Al_.75
Upper Guyandotte River | 4044 | WV1023900 | 015 | Guyandotte River (Upper) | WV-OGU-93 | Shannon Mill Creek | WVOG-116 | -81.6234 | 37.6165 | ROLLING S AUGERING LLC | 2015-10-09 | 3.57 | 2.96 |  | 6.53 | 1.28 | 2.22 | 0.4 | 0.7 | 2 | 3.47 | Unimpaired - Delete | 0.75_Al | Surface | WQ | Surface_WQ_0.75_Al | Surface_WQ_0.75_Al | Fe_WQ_Al_.75
Upper Guyandotte River | 4044 | WV1023900 | 016 | Guyandotte River (Upper) | WV-OGU-93 | Shannon Mill Creek | WVOG-116 | -81.6226 | 37.619 | ROLLING S AUGERING LLC | 2015-10-09 | 6.04 | 5.93 |  | 11.97 | 1.28 | 2.22 | 0.4 | 0.7 | 2 | 3.47 | Unimpaired - Delete | 0.75_Al | Surface | WQ | Surface_WQ_0.75_Al | Surface_WQ_0.75_Al | Fe_WQ_Al_.75
Upper Guyandotte River | 4044 | WV1023900 | 017 | Guyandotte River (Upper) | WV-OGU-93 | Shannon Mill Creek | WVOG-116 | -81.6237 | 37.6209 | ROLLING S AUGERING LLC | 2015-10-09 | 5.2 | 2.21 |  | 7.41 | 1.28 | 2.22 | 0.4 | 0.7 | 2 | 3.47 | Unimpaired - Delete | 0.75_Al | Surface | WQ | Surface_WQ_0.75_Al | Surface_WQ_0.75_Al | Fe_WQ_Al_.75
Upper Guyandotte River | 4044 | WV1023900 | 018 | Guyandotte River (Upper) | WV-OGU-93 | Shannon Mill Creek | WVOG-116 | -81.6259 | 37.6227 | ROLLING S AUGERING LLC | 2015-10-09 | 8.08 | 8.21 |  | 16.29 | 1.28 | 2.22 | 0.4 | 0.7 | 2 | 3.47 | Unimpaired - Delete | 0.75_Al | Surface | WQ | Surface_WQ_0.75_Al | Surface_WQ_0.75_Al | Fe_WQ_Al_.75
Upper Guyandotte River | 4043 | WV1023900 | 001 | Guyandotte River (Upper) | WV-OGU | Guyandotte River (upper) | WVOG-up | -81.6262 | 37.609 | ROLLING S AUGERING LLC | 2011-04-15 | 1.97 | 0.1 |  | 2.07 | 1.42 | 2.46 | 0.24 | 0.42 | 2 | 3.47 | Unimpaired - Delete | 0.75_Al | Surface | WQ | Surface_WQ_0.75_Al | Surface_WQ_0.75_Al | Fe_WQ_Al_.75
Upper Guyandotte River | 4043 | WV1023900 | 002 | Guyandotte River (Upper) | WV-OGU | Guyandotte River (upper) | WVOG-up | -81.6257 | 37.6107 | ROLLING S AUGERING LLC | 2011-04-15 | 5.51 | 1.87 |  | 7.38 | 1.42 | 2.46 | 0.24 | 0.42 | 2 | 3.47 | Unimpaired - Delete | 0.75_Al | Surface | WQ | Surface_WQ_0.75_Al | Surface_WQ_0.75_Al | Fe_WQ_Al_.75
Upper Guyandotte River | 4043 | WV1023900 | 003 | Guyandotte River (Upper) | WV-OGU | Guyandotte River (upper) | WVOG-up | -81.6257 | 37.6126 | ROLLING S AUGERING LLC | 2011-04-15 | 10.01 | 1.33 |  | 11.34 | 1.42 | 2.46 | 0.24 | 0.42 | 0.24 | 0.42 | Unimpaired - Delete | 0.75_Al | Surface | WQ | Surface_WQ_0.75_Al | Surface_WQ_0.75_Al | Fe_WQ_Al_.75
Upper Guyandotte River | 4043 | WV1023900 | 004 | Guyandotte River (Upper) | WV-OGU | Guyandotte River (upper) | WVOG-up | -81.6257 | 37.6148 | ROLLING S AUGERING LLC | 2011-04-15 | 12.16 | 4.51 |  | 16.67 | 1.42 | 2.46 | 0.24 | 0.42 | 2 | 3.47 | Unimpaired - Delete | 0.75_Al | Surface | WQ | Surface_WQ_0.75_Al | Surface_WQ_0.75_Al | Fe_WQ_Al_.75
Upper Guyandotte River | 4043 | WV1023900 | 005 | Guyandotte River (Upper) | WV-OGU | Guyandotte River (upper) | WVOG-up | -81.6276 | 37.6162 | ROLLING S AUGERING LLC | 2011-04-15 | 5.39 | 4.94 |  | 10.33 | 1.42 | 2.46 | 0.24 | 0.42 | 2 | 3.47 | Unimpaired - Delete | 0.75_Al | Surface | WQ | Surface_WQ_0.75_Al | Surface_WQ_0.75_Al | Fe_WQ_Al_.75
Upper Guyandotte River | 4043 | WV1023900 | 006 | Guyandotte River (Upper) | WV-OGU | Guyandotte River (upper) | WVOG-up | -81.629 | 37.6182 | ROLLING S AUGERING LLC | 2011-04-15 | 9.37 | 3.43 |  | 12.8 | 1.42 | 2.46 | 0.24 | 0.42 | 2 | 3.47 | Unimpaired - Delete | 0.75_Al | Surface | WQ | Surface_WQ_0.75_Al | Surface_WQ_0.75_Al | Fe_WQ_Al_.75
Upper Guyandotte River | 4043 | WV1023900 | 007 | Guyandotte River (Upper) | WV-OGU | Guyandotte River (upper) | WVOG-up | -81.6292 | 37.6188 | ROLLING S AUGERING LLC | 2011-04-15 | 5.1 | 7.09 |  | 12.19 | 1.42 | 2.46 | 0.24 | 0.42 | 2 | 3.47 | Unimpaired - Delete | 0.75_Al | Surface | WQ | Surface_WQ_0.75_Al | Surface_WQ_0.75_Al | Fe_WQ_Al_.75
Upper Guyandotte River | 4043 | WV1023900 | 008 | Guyandotte River (Upper) | WV-OGU | Guyandotte River (upper) | WVOG-up | -81.6304 | 37.6189 | ROLLING S AUGERING LLC | 2011-04-15 | 8.01 | 24.09 |  | 32.1 | 1.42 | 2.46 | 0.24 | 0.42 | 2 | 3.47 | Unimpaired - Delete | 0.75_Al | Surface | WQ | Surface_WQ_0.75_Al | Surface_WQ_0.75_Al | Fe_WQ_Al_.75
Upper Guyandotte River | 2315 | WV1024078 | 001 | Big Cub Creek | WV-OGU-62 | Big Cub Creek | WVOG-96 | -81.7234 | 37.6748 | NATIONAL RESOURCES, INC. | 2015-12-11 | 8.8 | 0 |  | 8.8 | 1.42 | 2.46 | 3 | 5.26 | 2 | 3.47 | Unimpaired - Delete | 3.2_Al | Surface | WQ | Surface_WQ_3.2_Al | Surface_WQ_3.2_Al | Fe_WQ_Al_3.2
Upper Guyandotte River | 2313 | WV1024078 | 024 | Big Cub Creek | WV-OGU-62 | Big Cub Creek | WVOG-96 | -81.7273 | 37.6643 | NATIONAL RESOURCES, INC. | 2015-12-11 | 1.4 | 0 |  | 1.4 | 1.42 | 2.46 | 3 | 5.26 | 2 | 3.47 | Unimpaired - Delete | 3.2_Al | Surface | WQ | Surface_WQ_3.2_Al | Surface_WQ_3.2_Al | Fe_WQ_Al_3.2
Upper Guyandotte River | 2313 | WV1024078 | 025 | Big Cub Creek | WV-OGU-62 | Big Cub Creek | WVOG-96 | -81.7273 | 37.6634 | NATIONAL RESOURCES, INC. | 2015-12-11 | 3 | 0 |  | 3 | 1.42 | 2.46 | 3 | 5.26 | 2 | 3.47 | Unimpaired - Delete | 3.2_Al | Surface | WQ | Surface_WQ_3.2_Al | Surface_WQ_3.2_Al | Fe_WQ_Al_3.2
Upper Guyandotte River | 2312 | WV1024078 | 026 | Big Cub Creek | WV-OGU-62-O | Toler Hollow | WVOG-96-F | -81.7259 | 37.6623 | NATIONAL RESOURCES, INC. | 2015-12-11 | 10.5 | 0 |  | 10.5 | 0.56 | 0.98 | 0.34 | 0.6 | 2 | 3.47 | Unimpaired - Delete | 0.75_Al | Surface | WQ | Surface_WQ_0.75_Al | Surface_WQ_0.75_Al | Fe_WQ_Al_.75
Upper Guyandotte River | 2312 | WV1024078 | 028 | Big Cub Creek | WV-OGU-62-O | Toler Hollow | WVOG-96-F | -81.7218 | 37.6596 | NATIONAL RESOURCES, INC. | 2015-12-11 | 14.3 | 0 |  | 14.3 | 0.56 | 0.98 | 0.34 | 0.6 | 2 | 3.47 | Unimpaired - Delete | 0.75_Al | Surface | WQ | Surface_WQ_0.75_Al | Surface_WQ_0.75_Al | Fe_WQ_Al_.75
Upper Guyandotte River | 2315 | WV1024078 | 002 | Big Cub Creek | WV-OGU-62 | Big Cub Creek | WVOG-96 | -81.7251 | 37.6734 | NATIONAL RESOURCES, INC. | 2015-12-11 | 6.3 | 0 |  | 6.3 | 1.42 | 2.46 | 3 | 5.26 | 2 | 3.47 | Unimpaired - Delete | 3.2_Al | Surface | WQ | Surface_WQ_3.2_Al | Surface_WQ_3.2_Al | Fe_WQ_Al_3.2
Upper Guyandotte River | 3002 | WV1024078 | 032 | Clear Fork | WV-OGU-70-E | Cedar Creek | WVOGC-4 | -81.714 | 37.6512 | NATIONAL RESOURCES, INC. | 2015-12-11 | 13.5 | 0 |  | 13.5 | 1.42 | 2.46 | 0.71 | 1.24 | 2 | 3.47 | Unimpaired - Delete | 3.2_Al | Surface | WQ | Surface_WQ_3.2_Al | Surface_WQ_3.2_Al | Fe_WQ_Al_3.2
Upper Guyandotte River | 3002 | WV1024078 | 033 | Clear Fork | WV-OGU-70-E | Cedar Creek | WVOGC-4 | -81.7126 | 37.6543 | NATIONAL RESOURCES, INC. | 2015-12-11 | 60.9 | 0 |  | 60.9 | 1.42 | 2.46 | 0.71 | 1.24 | 2 | 3.47 | Unimpaired - Delete | 3.2_Al | Surface | WQ | Surface_WQ_3.2_Al | Surface_WQ_3.2_Al | Fe_WQ_Al_3.2
Upper Guyandotte River | 3005 | WV1024078 | 034 | Clear Fork | WV-OGU-70 | Clear Fork | WVOGC | -81.7098 | 37.6607 | NATIONAL RESOURCES, INC. | 2015-12-11 | 22.6 | 0 |  | 22.6 | 0.95 | 1.64 | 1.02 | 1.76 | 2 | 3.47 | Unimpaired - Delete | 3.2_Al | Surface | 1.0 in Trout | Surface_1.0 in Trout_3.2_Al | Surface_1.0 in Trout_3.2_Al | Fe_WQ_Al_3.2
Upper Guyandotte River | 3005 | WV1024078 | 035 | Clear Fork | WV-OGU-70 | Clear Fork | WVOGC | -81.7057 | 37.6618 | NATIONAL RESOURCES, INC. | 2015-12-11 | 22.6 | 0 |  | 22.6 | 0.95 | 1.64 | 1.02 | 1.76 | 2 | 3.47 | Unimpaired - Delete | 3.2_Al | Surface | 1.0 in Trout | Surface_1.0 in Trout_3.2_Al | Surface_1.0 in Trout_3.2_Al | Fe_WQ_Al_3.2
Upper Guyandotte River | 4010 | WV1024094 | 001 | Horse Creek | WV-OGU-77 | Horse Creek | WVOG-105 | -81.6996 | 37.5718 | S & M ENERGY RESOURCES LLC | 2012-07-05 | 3.02 | 4.99 |  | 8.01 | 0.23 | 0.4 | 0.23 | 0.4 | 2 | 3.47 | Unimpaired - Delete | 0.75_Al | Surface | WQ | Surface_WQ_0.75_Al | Surface_WQ_0.75_Al | Fe_WQ_Al_.75
Upper Guyandotte River | 4010 | WV1024094 | 002 | Horse Creek | WV-OGU-77 | Horse Creek | WVOG-105 | -81.6987 | 37.5704 | S & M ENERGY RESOURCES LLC | 2012-07-05 | 1 | 3.82 |  | 4.82 | 1.42 | 2.46 | 0.62 | 1.07 | 2 | 3.47 | Unimpaired - Delete | 3.2_Al | Surface | WQ | Surface_WQ_3.2_Al | Surface_WQ_3.2_Al | Fe_WQ_Al_3.2
Upper Guyandotte River | 4010 | WV1024094 | 003 | Horse Creek | WV-OGU-77 | Horse Creek | WVOG-105 | -81.6982 | 37.5698 | S & M ENERGY RESOURCES LLC | 2012-07-05 | 1.5 | 3.4 |  | 4.9 | 1.42 | 2.46 | 0.62 | 1.07 | 2 | 3.47 | Unimpaired - Delete | 3.2_Al | Surface | WQ | Surface_WQ_3.2_Al | Surface_WQ_3.2_Al | Fe_WQ_Al_3.2
Upper Guyandotte River | 4010 | WV1024094 | 004 | Horse Creek | WV-OGU-77 | Horse Creek | WVOG-105 | -81.6959 | 37.5621 | S & M ENERGY RESOURCES LLC | 2012-07-05 | 4.78 | 0 |  | 4.78 | 1.42 | 2.46 | 0.73 | 1.27 | 2 | 3.47 | Unimpaired - Delete | 3.2_Al | Surface | WQ | Surface_WQ_3.2_Al | Surface_WQ_3.2_Al | Fe_WQ_Al_3.2
Upper Guyandotte River | 4011 | WV1024213 | 001 | Guyandotte River (Upper) | WV-OGU | Guyandotte River (upper) | WVOG-up | -81.6862 | 37.5659 | S & M ENERGY RESOURCES LLC | 2013-05-31 | 1.63 | 0 |  | 1.63 | 0.3 | 0.52 | 0.11 | 0.2 | 2 | 3.47 | Unimpaired - Delete | 0.75_Al | Surface | WQ | Surface_WQ_0.75_Al | Surface_WQ_0.75_Al | Fe_WQ_Al_.75
Upper Guyandotte River | 4011 | WV1024213 | 002 | Guyandotte River (Upper) | WV-OGU | Guyandotte River (upper) | WVOG-up | -81.6876 | 37.5621 | S & M ENERGY RESOURCES LLC | 2013-05-31 | 1.71 | 0 |  | 1.71 | 1.42 | 2.46 | 3 | 5.26 | 2 | 3.47 | Unimpaired - Delete | 3.2_Al | Surface | WQ | Surface_WQ_3.2_Al | Surface_WQ_3.2_Al | Fe_WQ_Al_3.2
Upper Guyandotte River | 4010 | WV1024213 | 003 | Horse Creek | WV-OGU-77 | Horse Creek | WVOG-105 | -81.7029 | 37.5698 | S & M ENERGY RESOURCES LLC | 2013-05-31 | 0.74 | 0 |  | 0.74 | 1.42 | 2.46 | 2.87 | 4.97 | 2 | 3.47 | Unimpaired - Delete | 3.2_Al | Surface | WQ | Surface_WQ_3.2_Al | Surface_WQ_3.2_Al | Fe_WQ_Al_3.2
Upper Guyandotte River | 4010 | WV1024213 | 004 | Horse Creek | WV-OGU-77 | Horse Creek | WVOG-105 | -81.7021 | 37.5698 | S & M ENERGY RESOURCES LLC | 2013-05-31 | 0.74 | 0 |  | 0.74 | 1.42 | 2.46 | 2.87 | 4.97 | 2 | 3.47 | Unimpaired - Delete | 3.2_Al | Surface | WQ | Surface_WQ_3.2_Al | Surface_WQ_3.2_Al | Fe_WQ_Al_3.2
Upper Guyandotte River | 3051 | WV1024248 | 001 | Clear Fork | WV-OGU-70-AW | Knob Fork | WVOGC-28 | -81.4822 | 37.7779 | ROCKWELL MINING, LLC | 2011-12-05 | 2.82 | 0 |  | 2.82 | 1.23 | 2.13 | 0.38 | 0.66 | 2 | 3.47 | Unimpaired - Delete | 0.75_Al | Surface | WQ | Surface_WQ_0.75_Al | Surface_WQ_0.75_Al | Fe_WQ_Al_.75
Upper Guyandotte River | 3051 | WV1024248 | 002 | Clear Fork | WV-OGU-70-AW | Knob Fork | WVOGC-28 | -81.4831 | 37.7775 | ROCKWELL MINING, LLC | 2011-12-05 | 1.97 | 0 |  | 1.97 | 0.62 | 1.08 | 0.21 | 0.36 | 2 | 3.47 | Unimpaired - Delete | 0.75_Al | Surface | WQ | Surface_WQ_0.75_Al | Surface_WQ_0.75_Al | Fe_WQ_Al_.75
Upper Guyandotte River | 3051 | WV1024248 | 003 | Clear Fork | WV-OGU-70-AW | Knob Fork | WVOGC-28 | -81.4905 | 37.7754 | ROCKWELL MINING, LLC | 2011-12-05 | 4.71 | 1.3 |  | 6.01 | 1.42 | 2.46 | 3 | 6 | 2 | 3.47 | Unimpaired - Delete | 3.2_Al | Surface | WQ | Surface_WQ_3.2_Al | Surface_WQ_3.2_Al | Fe_WQ_Al_3.2
Upper Guyandotte River | 3050 | WV1024248 | 004 | Clear Fork | WV-OGU-70 | Clear Fork | WVOGC | -81.4908 | 37.772 | ROCKWELL MINING, LLC | 2011-12-05 | 10.87 | 1.71 |  | 12.58 | 1.42 | 2.46 | 3 | 6 | 2 | 3.47 | Unimpaired - Delete | 3.2_Al | Surface | WQ | Surface_WQ_3.2_Al | Surface_WQ_3.2_Al | Fe_WQ_Al_3.2
Upper Guyandotte River | 3051 | WV1024248 | 005 | Clear Fork | WV-OGU-70-AW | Knob Fork | WVOGC-28 | -81.4838 | 37.7771 | ROCKWELL MINING, LLC | 2011-12-05 | 6.97 | 96.48 |  | 103.45 | 1.23 | 2.13 | 0.38 | 0.66 | 2 | 3.47 | Unimpaired - Delete | 0.75_Al | Surface | WQ | Surface_WQ_0.75_Al | Surface_WQ_0.75_Al | Fe_WQ_Al_.75
Upper Guyandotte River | 3051 | WV1024248 | 006 | Clear Fork | WV-OGU-70-AW | Knob Fork | WVOGC-28 | -81.4856 | 37.7747 | ROCKWELL MINING, LLC | 2011-12-05 | 5.12 | 1.83 |  | 6.95 | 1.23 | 2.13 | 0.38 | 0.66 | 2 | 3.47 | Unimpaired - Delete | 0.75_Al | Surface | WQ | Surface_WQ_0.75_Al | Surface_WQ_0.75_Al | Fe_WQ_Al_.75
Upper Guyandotte River | 3051 | WV1024248 | 007 | Clear Fork | WV-OGU-70-AW | Knob Fork | WVOGC-28 | -81.4847 | 37.7743 | ROCKWELL MINING, LLC | 2011-12-05 | 0.6 | 0 |  | 0.6 | 1.23 | 2.13 | 0.38 | 0.66 | 2 | 3.47 | Unimpaired - Delete | 0.75_Al | Surface | WQ | Surface_WQ_0.75_Al | Surface_WQ_0.75_Al | Fe_WQ_Al_.75
Upper Guyandotte River | 5121 | WV1024442 | 009 | Winding Gulf | WV-OGU-142-V | West Fork/Winding Gulf | WVOG-138-G | -81.267 | 37.6532 | KENTUCKY FUEL CORPORATION | 2011-11-03 | 13.8 | 0 |  | 13.8 | 0.95 | 1.64 | 0.08 | 0.14 | 2 | 4 | Unimpaired - Delete | 0.75_Al | Surface | WQ | Surface_WQ_0.75_Al | Surface_WQ_0.75_Al | Fe_WQ_Al_.75
Upper Guyandotte River | 5105 | WV1024442 | 010 | Stonecoal Creek | WV-OGU-141-G | Riffe Branch | WVOG-139-B | -81.269 | 37.6509 | KENTUCKY FUEL CORPORATION | 2011-11-03 | 13.3 | 0 |  | 13.3 | 0.95 | 1.64 | 0.08 | 0.14 | 2 | 4 | Unimpaired - Delete | 0.75_Al | Surface | 1.0 in Trout | Surface_1.0 in Trout_0.75_Al | Surface_1.0 in Trout_0.75_Al | Fe_Trout_Al_.75
Upper Guyandotte River | 5105 | WV1024442 | 011 | Stonecoal Creek | WV-OGU-141-G | Riffe Branch | WVOG-139-B | -81.2715 | 37.6587 | KENTUCKY FUEL CORPORATION | 2011-11-03 | 12.5 | 24.41 |  | 36.91 | 0.95 | 1.64 | 0.08 | 0.14 | 2 | 4 | Unimpaired - Delete | 0.75_Al | Surface | 1.0 in Trout | Surface_1.0 in Trout_0.75_Al | Surface_1.0 in Trout_0.75_Al | Fe_Trout_Al_.75
Upper Guyandotte River | 5105 | WV1024442 | 012 | Stonecoal Creek | WV-OGU-141-G | Riffe Branch | WVOG-139-B | -81.2754 | 37.6493 | KENTUCKY FUEL CORPORATION | 2011-11-03 | 5.87 | 0 |  | 5.87 | 0.95 | 1.64 | 0.08 | 0.14 | 2 | 4 | Unimpaired - Delete | 0.75_Al | Surface | 1.0 in Trout | Surface_1.0 in Trout_0.75_Al | Surface_1.0 in Trout_0.75_Al | Fe_Trout_Al_.75
Upper Guyandotte River | 5105 | WV1024442 | 013 | Stonecoal Creek | WV-OGU-141-G | Riffe Branch | WVOG-139-B | -81.2747 | 37.6521 | KENTUCKY FUEL CORPORATION | 2011-11-03 | 23.49 | 0 |  | 23.49 | 0.95 | 1.64 | 0.08 | 0.14 | 2 | 4 | Unimpaired - Delete | 0.75_Al | Surface | 1.0 in Trout | Surface_1.0 in Trout_0.75_Al | Surface_1.0 in Trout_0.75_Al | Fe_Trout_Al_.75
Upper Guyandotte River | 5105 | WV1024442 | 014 | Stonecoal Creek | WV-OGU-141-G | Riffe Branch | WVOG-139-B | -81.2735 | 37.6547 | KENTUCKY FUEL CORPORATION | 2011-11-03 | 22.95 | 0 |  | 22.95 | 0.95 | 1.64 | 0.08 | 0.14 | 2 | 4 | Unimpaired - Delete | 0.75_Al | Surface | 1.0 in Trout | Surface_1.0 in Trout_0.75_Al | Surface_1.0 in Trout_0.75_Al | Fe_Trout_Al_.75
Upper Guyandotte River | 5105 | WV1024442 | 015 | Stonecoal Creek | WV-OGU-141-G | Riffe Branch | WVOG-139-B | -81.2736 | 37.6566 | KENTUCKY FUEL CORPORATION | 2011-11-03 | 6.34 | 0 |  | 6.34 | 0.95 | 1.64 | 0.08 | 0.14 | 2 | 4 | Unimpaired - Delete | 0.75_Al | Surface | 1.0 in Trout | Surface_1.0 in Trout_0.75_Al | Surface_1.0 in Trout_0.75_Al | Fe_Trout_Al_.75
Upper Guyandotte River | 5105 | WV1024442 | 016 | Stonecoal Creek | WV-OGU-141-G | Riffe Branch | WVOG-139-B | -81.2712 | 37.6571 | KENTUCKY FUEL CORPORATION | 2011-11-03 | 15.12 | 0 |  | 15.12 | 0.95 | 1.64 | 0.08 | 0.14 | 2 | 4 | Unimpaired - Delete | 0.75_Al | Surface | 1.0 in Trout | Surface_1.0 in Trout_0.75_Al | Surface_1.0 in Trout_0.75_Al | Fe_Trout_Al_.75
Upper Guyandotte River | 5105 | WV1024442 | 017 | Stonecoal Creek | WV-OGU-141-G | Riffe Branch | WVOG-139-B | -81.2715 | 37.6598 | KENTUCKY FUEL CORPORATION | 2011-11-03 | 11.6 | 19.25 |  | 30.85 | 0.95 | 1.64 | 0.08 | 0.14 | 2 | 4 | Unimpaired - Delete | 0.75_Al | Surface | 1.0 in Trout | Surface_1.0 in Trout_0.75_Al | Surface_1.0 in Trout_0.75_Al | Fe_Trout_Al_.75
Upper Guyandotte River | 5105 | WV1024442 | 018 | Stonecoal Creek | WV-OGU-141-G | Riffe Branch | WVOG-139-B | -81.2727 | 37.6616 | KENTUCKY FUEL CORPORATION | 2011-11-03 | 10.83 | 0 |  | 10.83 | 0.95 | 1.64 | 0.08 | 0.14 | 2 | 4 | Unimpaired - Delete | 0.75_Al | Surface | 1.0 in Trout | Surface_1.0 in Trout_0.75_Al | Surface_1.0 in Trout_0.75_Al | Fe_Trout_Al_.75
Upper Guyandotte River | 5121 | WV1024442 | 001 | Winding Gulf | WV-OGU-142-V | West Fork/Winding Gulf | WVOG-138-G | -81.2604 | 37.669 | KENTUCKY FUEL CORPORATION | 2011-11-03 | 6.1 | 0 |  | 6.1 | 0.95 | 1.64 | 0.08 | 0.14 | 2 | 4 | Unimpaired - Delete | 0.75_Al | Surface | WQ | Surface_WQ_0.75_Al | Surface_WQ_0.75_Al | Fe_WQ_Al_.75
Upper Guyandotte River | 5105 | WV1024442 | 019 | Stonecoal Creek | WV-OGU-141-G | Riffe Branch | WVOG-139-B | -81.2721 | 37.6628 | KENTUCKY FUEL CORPORATION | 2011-11-03 | 11.57 | 0 |  | 11.57 | 0.95 | 1.64 | 0.08 | 0.14 | 2 | 4 | Unimpaired - Delete | 0.75_Al | Surface | 1.0 in Trout | Surface_1.0 in Trout_0.75_Al | Surface_1.0 in Trout_0.75_Al | Fe_Trout_Al_.75
Upper Guyandotte River | 5105 | WV1024442 | 020 | Stonecoal Creek | WV-OGU-141-G | Riffe Branch | WVOG-139-B | -81.2707 | 37.6646 | KENTUCKY FUEL CORPORATION | 2011-11-03 | 23.38 | 0 |  | 23.38 | 0.95 | 1.64 | 0.08 | 0.14 | 2 | 4 | Unimpaired - Delete | 0.75_Al | Surface | 1.0 in Trout | Surface_1.0 in Trout_0.75_Al | Surface_1.0 in Trout_0.75_Al | Fe_Trout_Al_.75
Upper Guyandotte River | 5105 | WV1024442 | 021 | Stonecoal Creek | WV-OGU-141-G | Riffe Branch | WVOG-139-B | -81.2721 | 37.6662 | KENTUCKY FUEL CORPORATION | 2011-11-03 | 11.39 | 0 |  | 11.39 | 0.95 | 1.64 | 0.08 | 0.14 | 2 | 4 | Unimpaired - Delete | 0.75_Al | Surface | 1.0 in Trout | Surface_1.0 in Trout_0.75_Al | Surface_1.0 in Trout_0.75_Al | Fe_Trout_Al_.75
Upper Guyandotte River | 5105 | WV1024442 | 022 | Stonecoal Creek | WV-OGU-141-G | Riffe Branch | WVOG-139-B | -81.2727 | 37.6683 | KENTUCKY FUEL CORPORATION | 2011-11-03 | 7.77 | 0 |  | 7.77 | 0.95 | 1.64 | 0.08 | 0.14 | 2 | 4 | Unimpaired - Delete | 0.75_Al | Surface | 1.0 in Trout | Surface_1.0 in Trout_0.75_Al | Surface_1.0 in Trout_0.75_Al | Fe_Trout_Al_.75
Upper Guyandotte River | 5105 | WV1024442 | 023 | Stonecoal Creek | WV-OGU-141-G | Riffe Branch | WVOG-139-B | -81.2722 | 37.6695 | KENTUCKY FUEL CORPORATION | 2011-11-03 | 4.95 | 0 |  | 4.95 | 0.95 | 1.64 | 0.08 | 0.14 | 2 | 4 | Unimpaired - Delete | 0.75_Al | Surface | 1.0 in Trout | Surface_1.0 in Trout_0.75_Al | Surface_1.0 in Trout_0.75_Al | Fe_Trout_Al_.75
Upper Guyandotte River | 5105 | WV1024442 | 024 | Stonecoal Creek | WV-OGU-141-G | Riffe Branch | WVOG-139-B | -81.2718 | 37.6708 | KENTUCKY FUEL CORPORATION | 2011-11-03 | 2.01 | 0 |  | 2.01 | 0.95 | 1.64 | 0.08 | 0.14 | 2 | 4 | Unimpaired - Delete | 0.75_Al | Surface | 1.0 in Trout | Surface_1.0 in Trout_0.75_Al | Surface_1.0 in Trout_0.75_Al | Fe_Trout_Al_.75
Upper Guyandotte River | 5105 | WV1024442 | 025 | Stonecoal Creek | WV-OGU-141-G | Riffe Branch | WVOG-139-B | -81.2695 | 37.6696 | KENTUCKY FUEL CORPORATION | 2011-11-03 | 45.26 | 0 |  | 45.26 | 0.95 | 1.64 | 0.08 | 0.14 | 2 | 4 | Unimpaired - Delete | 0.75_Al | Surface | 1.0 in Trout | Surface_1.0 in Trout_0.75_Al | Surface_1.0 in Trout_0.75_Al | Fe_Trout_Al_.75
Upper Guyandotte River | 5105 | WV1024442 | 026 | Stonecoal Creek | WV-OGU-141-G | Riffe Branch | WVOG-139-B | -81.2677 | 37.6707 | KENTUCKY FUEL CORPORATION | 2011-11-03 | 3.26 | 0 |  | 3.26 | 0.95 | 1.64 | 0.08 | 0.14 | 2 | 4 | Unimpaired - Delete | 0.75_Al | Surface | 1.0 in Trout | Surface_1.0 in Trout_0.75_Al | Surface_1.0 in Trout_0.75_Al | Fe_Trout_Al_.75
Upper Guyandotte River | 5105 | WV1024442 | 027 | Stonecoal Creek | WV-OGU-141-G | Riffe Branch | WVOG-139-B | -81.2659 | 37.6707 | KENTUCKY FUEL CORPORATION | 2011-11-03 | 14.07 | 0 |  | 14.07 | 0.95 | 1.64 | 0.08 | 0.14 | 2 | 4 | Unimpaired - Delete | 0.75_Al | Surface | 1.0 in Trout | Surface_1.0 in Trout_0.75_Al | Surface_1.0 in Trout_0.75_Al | Fe_Trout_Al_.75
Upper Guyandotte River | 5121 | WV1024442 | 028 | Winding Gulf | WV-OGU-142-V | West Fork/Winding Gulf | WVOG-138-G | -81.2682 | 37.6559 | KENTUCKY FUEL CORPORATION | 2011-11-03 | 10.93 | 0 |  | 10.93 | 0.95 | 1.64 | 0.08 | 0.14 | 2 | 4 | Unimpaired - Delete | 0.75_Al | Surface | WQ | Surface_WQ_0.75_Al | Surface_WQ_0.75_Al | Fe_WQ_Al_.75
Upper Guyandotte River | 5121 | WV1024442 | 002 | Winding Gulf | WV-OGU-142-V | West Fork/Winding Gulf | WVOG-138-G | -81.2608 | 37.6693 | KENTUCKY FUEL CORPORATION | 2011-11-03 | 10.18 | 0 |  | 10.18 | 0.95 | 1.64 | 0.08 | 0.14 | 2 | 4 | Unimpaired - Delete | 0.75_Al | Surface | WQ | Surface_WQ_0.75_Al | Surface_WQ_0.75_Al | Fe_WQ_Al_.75
Upper Guyandotte River | 5105 | WV1024442 | 029 | Stonecoal Creek | WV-OGU-141-G | Riffe Branch | WVOG-139-B | -81.2737 | 37.6496 | KENTUCKY FUEL CORPORATION | 2011-11-03 | 2.9 | 0 |  | 2.9 | 0.95 | 1.64 | 0.08 | 0.14 | 2 | 4 | Unimpaired - Delete | 0.75_Al | Surface | 1.0 in Trout | Surface_1.0 in Trout_0.75_Al | Surface_1.0 in Trout_0.75_Al | Fe_Trout_Al_.75
Upper Guyandotte River | 5105 | WV1024442 | 030 | Stonecoal Creek | WV-OGU-141-G | Riffe Branch | WVOG-139-B | -81.2757 | 37.6512 | KENTUCKY FUEL CORPORATION | 2011-11-03 | 6.81 | 0 |  | 6.81 | 0.95 | 1.64 | 0.08 | 0.14 | 2 | 4 | Unimpaired - Delete | 0.75_Al | Surface | 1.0 in Trout | Surface_1.0 in Trout_0.75_Al | Surface_1.0 in Trout_0.75_Al | Fe_Trout_Al_.75
Upper Guyandotte River | 5121 | WV1024442 | 003 | Winding Gulf | WV-OGU-142-V | West Fork/Winding Gulf | WVOG-138-G | -81.2626 | 37.6671 | KENTUCKY FUEL CORPORATION | 2011-11-03 | 12.84 | 0 |  | 12.84 | 0.95 | 1.64 | 0.08 | 0.14 | 2 | 4 | Unimpaired - Delete | 0.75_Al | Surface | WQ | Surface_WQ_0.75_Al | Surface_WQ_0.75_Al | Fe_WQ_Al_.75
Upper Guyandotte River | 5121 | WV1024442 | 004 | Winding Gulf | WV-OGU-142-V | West Fork/Winding Gulf | WVOG-138-G | -81.2648 | 37.6659 | KENTUCKY FUEL CORPORATION | 2011-11-03 | 11.38 | 0 |  | 11.38 | 0.95 | 1.64 | 0.08 | 0.14 | 2 | 4 | Unimpaired - Delete | 0.75_Al | Surface | WQ | Surface_WQ_0.75_Al | Surface_WQ_0.75_Al | Fe_WQ_Al_.75
Upper Guyandotte River | 5121 | WV1024442 | 005 | Winding Gulf | WV-OGU-142-V | West Fork/Winding Gulf | WVOG-138-G | -81.2657 | 37.6646 | KENTUCKY FUEL CORPORATION | 2011-11-03 | 10.48 | 0 |  | 10.48 | 0.95 | 1.64 | 0.08 | 0.14 | 2 | 4 | Unimpaired - Delete | 0.75_Al | Surface | WQ | Surface_WQ_0.75_Al | Surface_WQ_0.75_Al | Fe_WQ_Al_.75
Upper Guyandotte River | 5121 | WV1024442 | 006 | Winding Gulf | WV-OGU-142-V | West Fork/Winding Gulf | WVOG-138-G | -81.2668 | 37.6626 | KENTUCKY FUEL CORPORATION | 2011-11-03 | 12.74 | 0 |  | 12.74 | 0.95 | 1.64 | 0.08 | 0.14 | 2 | 4 | Unimpaired - Delete | 0.75_Al | Surface | WQ | Surface_WQ_0.75_Al | Surface_WQ_0.75_Al | Fe_WQ_Al_.75
Upper Guyandotte River | 5121 | WV1024442 | 007 | Winding Gulf | WV-OGU-142-V | West Fork/Winding Gulf | WVOG-138-G | -81.267 | 37.6609 | KENTUCKY FUEL CORPORATION | 2011-11-03 | 12.44 | 0 |  | 12.44 | 0.95 | 1.64 | 0.08 | 0.14 | 2 | 4 | Unimpaired - Delete | 0.75_Al | Surface | WQ | Surface_WQ_0.75_Al | Surface_WQ_0.75_Al | Fe_WQ_Al_.75
Upper Guyandotte River | 5121 | WV1024442 | 008 | Winding Gulf | WV-OGU-142-V | West Fork/Winding Gulf | WVOG-138-G | -81.269 | 37.6584 | KENTUCKY FUEL CORPORATION | 2011-11-03 | 12.06 | 0 |  | 12.06 | 0.95 | 1.64 | 0.08 | 0.14 | 2 | 4 | Unimpaired - Delete | 0.75_Al | Surface | WQ | Surface_WQ_0.75_Al | Surface_WQ_0.75_Al | Fe_WQ_Al_.75
Upper Guyandotte River | 5081 | WV1024761 | 031 | Devils Fork | WV-OGU-140 | Devils Fork | WVOG-137 | -81.2748 | 37.5826 | POCAHONTAS COAL COMPANY LLC | 2012-03-09 | 4.16 | 6.54 |  | 10.7 | 0.4 | 0.68 | 0.13 | 0.22 | 2 | 3.47 | Unimpaired - Delete | 0.75_Al | Surface | 1.0 in Trout | Surface_1.0 in Trout_0.75_Al | Surface_1.0 in Trout_0.75_Al | Fe_Trout_Al_.75
Upper Guyandotte River | 5081 | WV1024761 | 032 | Devils Fork | WV-OGU-140 | Devils Fork | WVOG-137 | -81.2684 | 37.5846 | POCAHONTAS COAL COMPANY LLC | 2012-03-09 | 15.03 | 27.32 |  | 42.35 | 0.4 | 0.68 | 0.13 | 0.22 | 2 | 3.47 | Unimpaired - Delete | 0.75_Al | Surface | 1.0 in Trout | Surface_1.0 in Trout_0.75_Al | Surface_1.0 in Trout_0.75_Al | Fe_Trout_Al_.75
Upper Guyandotte River | 5081 | WV1024761 | 033 | Devils Fork | WV-OGU-140 | Devils Fork | WVOG-137 | -81.2734 | 37.5854 | POCAHONTAS COAL COMPANY LLC | 2012-03-09 | 9.9 | 14.97 |  | 24.87 | 0.4 | 0.68 | 0.13 | 0.22 | 2 | 3.47 | Unimpaired - Delete | 0.75_Al | Surface | 1.0 in Trout | Surface_1.0 in Trout_0.75_Al | Surface_1.0 in Trout_0.75_Al | Fe_Trout_Al_.75
Upper Guyandotte River | 5081 | WV1024761 | 001 | Devils Fork | WV-OGU-140 | Devils Fork | WVOG-137 | -81.2845 | 37.5834 | POCAHONTAS COAL COMPANY LLC | 2012-03-09 | 8 | 10.9 |  | 18.9 | 0.4 | 0.68 | 0.13 | 0.22 | 2 | 3.47 | Unimpaired - Delete | 0.75_Al | Surface | 1.0 in Trout | Surface_1.0 in Trout_0.75_Al | Surface_1.0 in Trout_0.75_Al | Fe_Trout_Al_.75
Upper Guyandotte River | 5081 | WV1024761 | 002 | Devils Fork | WV-OGU-140 | Devils Fork | WVOG-137 | -81.2798 | 37.5832 | POCAHONTAS COAL COMPANY LLC | 2012-03-09 | 10.2 | 29.2 |  | 39.4 | 0.4 | 0.68 | 0.13 | 0.22 | 2 | 3.47 | Unimpaired - Delete | 0.75_Al | Surface | 1.0 in Trout | Surface_1.0 in Trout_0.75_Al | Surface_1.0 in Trout_0.75_Al | Fe_Trout_Al_.75
Upper Guyandotte River | 5082 | WV1024761 | 009 | Devils Fork | WV-OGU-140-F | UNT/Devils Fork RM 3.20 |  | -81.282 | 37.5748 | POCAHONTAS COAL COMPANY LLC | 2012-03-09 | 8 | 9 |  | 17 | 1.43 | 2.48 | 0.13 | 0.22 | 2 | 3.47 | Unimpaired - Delete | 0.75_Al | Surface | WQ | Surface_WQ_0.75_Al | Surface_WQ_0.75_Al | Fe_WQ_Al_.75
Upper Guyandotte River | 5082 | WV1024761 | 010 | Devils Fork | WV-OGU-140-F | UNT/Devils Fork RM 3.20 |  | -81.2782 | 37.5779 | POCAHONTAS COAL COMPANY LLC | 2012-03-09 | 8.9 | 9.4 |  | 18.3 | 1.43 | 2.48 | 0.13 | 0.22 | 2 | 3.47 | Unimpaired - Delete | 0.75_Al | Surface | WQ | Surface_WQ_0.75_Al | Surface_WQ_0.75_Al | Fe_WQ_Al_.75
Upper Guyandotte River | 5082 | WV1024761 | 011 | Devils Fork | WV-OGU-140-F | UNT/Devils Fork RM 3.20 |  | -81.2734 | 37.579 | POCAHONTAS COAL COMPANY LLC | 2012-03-09 | 31.28 | 265.71 |  | 296.99 | 1.43 | 2.48 | 0.13 | 0.22 | 2 | 3.47 | Unimpaired - Delete | 0.75_Al | Surface | WQ | Surface_WQ_0.75_Al | Surface_WQ_0.75_Al | Fe_WQ_Al_.75
Upper Guyandotte River | 5082 | WV1024761 | 012 | Devils Fork | WV-OGU-140-F | UNT/Devils Fork RM 3.20 |  | -81.2759 | 37.5765 | POCAHONTAS COAL COMPANY LLC | 2012-03-09 | 5.89 | 25.15 |  | 31.04 | 1.43 | 2.48 | 0.13 | 0.22 | 2 | 3.47 | Unimpaired - Delete | 0.75_Al | Surface | WQ | Surface_WQ_0.75_Al | Surface_WQ_0.75_Al | Fe_WQ_Al_.75
Upper Guyandotte River | 5081 | WV1024761 | 003 | Devils Fork | WV-OGU-140 | Devils Fork | WVOG-137 | -81.2754 | 37.584 | POCAHONTAS COAL COMPANY LLC | 2012-03-09 | 3.2 | 2.5 |  | 5.7 | 0.4 | 0.68 | 0.13 | 0.22 | 2 | 3.47 | Unimpaired - Delete | 0.75_Al | Surface | 1.0 in Trout | Surface_1.0 in Trout_0.75_Al | Surface_1.0 in Trout_0.75_Al | Fe_Trout_Al_.75
Upper Guyandotte River | 5082 | WV1024761 | 013 | Devils Fork | WV-OGU-140-F | UNT/Devils Fork RM 3.20 |  | -81.2776 | 37.5732 | POCAHONTAS COAL COMPANY LLC | 2012-03-09 | 11 | 122.3 |  | 133.3 | 1.43 | 2.48 | 0.13 | 0.22 | 2 | 3.47 | Unimpaired - Delete | 0.75_Al | Surface | WQ | Surface_WQ_0.75_Al | Surface_WQ_0.75_Al | Fe_WQ_Al_.75
Upper Guyandotte River | 5082 | WV1024761 | 014 | Devils Fork | WV-OGU-140-F | UNT/Devils Fork RM 3.20 |  | -81.2773 | 37.5696 | POCAHONTAS COAL COMPANY LLC | 2012-03-09 | 11.3 | 20 |  | 31.3 | 1.43 | 2.48 | 0.13 | 0.22 | 2 | 3.47 | Unimpaired - Delete | 0.75_Al | Surface | WQ | Surface_WQ_0.75_Al | Surface_WQ_0.75_Al | Fe_WQ_Al_.75
Upper Guyandotte River | 5082 | WV1024761 | 015 | Devils Fork | WV-OGU-140-F | UNT/Devils Fork RM 3.20 |  | -81.2751 | 37.5684 | POCAHONTAS COAL COMPANY LLC | 2012-03-09 | 14.2 | 13.1 |  | 27.3 | 1.43 | 2.48 | 0.13 | 0.22 | 2 | 3.47 | Unimpaired - Delete | 0.75_Al | Surface | WQ | Surface_WQ_0.75_Al | Surface_WQ_0.75_Al | Fe_WQ_Al_.75
Upper Guyandotte River | 5082 | WV1024761 | 016 | Devils Fork | WV-OGU-140-F | UNT/Devils Fork RM 3.20 |  | -81.2709 | 37.5665 | POCAHONTAS COAL COMPANY LLC | 2012-03-09 | 11.1 | 66.1 |  | 77.2 | 1.43 | 2.48 | 0.13 | 0.22 | 2 | 3.47 | Unimpaired - Delete | 0.75_Al | Surface | WQ | Surface_WQ_0.75_Al | Surface_WQ_0.75_Al | Fe_WQ_Al_.75
Upper Guyandotte River | 5082 | WV1024761 | 017 | Devils Fork | WV-OGU-140-F | UNT/Devils Fork RM 3.20 |  | -81.2651 | 37.5676 | POCAHONTAS COAL COMPANY LLC | 2012-03-09 | 7.6 | 18.6 |  | 26.2 | 1.43 | 2.48 | 0.13 | 0.22 | 2 | 3.47 | Unimpaired - Delete | 0.75_Al | Surface | WQ | Surface_WQ_0.75_Al | Surface_WQ_0.75_Al | Fe_WQ_Al_.75
Upper Guyandotte River | 5082 | WV1024761 | 018 | Devils Fork | WV-OGU-140-F | UNT/Devils Fork RM 3.20 |  | -81.2609 | 37.5662 | POCAHONTAS COAL COMPANY LLC | 2012-03-09 | 6.39 | 91.52 |  | 97.91 | 1.43 | 2.48 | 0.13 | 0.22 | 2 | 3.47 | Unimpaired - Delete | 0.75_Al | Surface | WQ | Surface_WQ_0.75_Al | Surface_WQ_0.75_Al | Fe_WQ_Al_.75
Upper Guyandotte River | 5082 | WV1024761 | 019 | Devils Fork | WV-OGU-140-F | UNT/Devils Fork RM 3.20 |  | -81.2673 | 37.5648 | POCAHONTAS COAL COMPANY LLC | 2012-03-09 | 7.8 | 28.6 |  | 36.4 | 1.43 | 2.48 | 0.13 | 0.22 | 2 | 3.47 | Unimpaired - Delete | 0.75_Al | Surface | WQ | Surface_WQ_0.75_Al | Surface_WQ_0.75_Al | Fe_WQ_Al_.75
Upper Guyandotte River | 5082 | WV1024761 | 020 | Devils Fork | WV-OGU-140-F | UNT/Devils Fork RM 3.20 |  | -81.2723 | 37.564 | POCAHONTAS COAL COMPANY LLC | 2012-03-09 | 2.3 | 0.3 |  | 2.6 | 1.43 | 2.48 | 0.13 | 0.22 | 2 | 3.47 | Unimpaired - Delete | 0.75_Al | Surface | WQ | Surface_WQ_0.75_Al | Surface_WQ_0.75_Al | Fe_WQ_Al_.75
Upper Guyandotte River | 5081 | WV1024761 | 004 | Devils Fork | WV-OGU-140 | Devils Fork | WVOG-137 | -81.2734 | 37.5843 | POCAHONTAS COAL COMPANY LLC | 2012-03-09 | 2.6 | 0.9 |  | 3.5 | 0.4 | 0.68 | 0.13 | 0.22 | 2 | 3.47 | Unimpaired - Delete | 0.75_Al | Surface | 1.0 in Trout | Surface_1.0 in Trout_0.75_Al | Surface_1.0 in Trout_0.75_Al | Fe_Trout_Al_.75
Upper Guyandotte River | 5082 | WV1024761 | 026 | Devils Fork | WV-OGU-140-F | UNT/Devils Fork RM 3.20 |  | -81.2743 | 37.5759 | POCAHONTAS COAL COMPANY LLC | 2012-03-09 | 6.2 | 10.8 |  | 17 | 1.43 | 2.48 | 0.13 | 0.22 | 2 | 3.47 | Unimpaired - Delete | 0.75_Al | Surface | WQ | Surface_WQ_0.75_Al | Surface_WQ_0.75_Al | Fe_WQ_Al_.75
Upper Guyandotte River | 5081 | WV1024761 | 005 | Devils Fork | WV-OGU-140 | Devils Fork | WVOG-137 | -81.2787 | 37.5804 | POCAHONTAS COAL COMPANY LLC | 2012-03-09 | 11.37 | 8.84 |  | 20.21 | 0.4 | 0.68 | 0.13 | 0.22 | 2 | 3.47 | Unimpaired - Delete | 0.75_Al | Surface | 1.0 in Trout | Surface_1.0 in Trout_0.75_Al | Surface_1.0 in Trout_0.75_Al | Fe_Trout_Al_.75
Upper Guyandotte River | 5081 | WV1024761 | 006 | Devils Fork | WV-OGU-140 | Devils Fork | WVOG-137 | -81.2837 | 37.5804 | POCAHONTAS COAL COMPANY LLC | 2012-03-09 | 8.2 | 12.9 |  | 21.1 | 0.4 | 0.68 | 0.13 | 0.22 | 2 | 3.47 | Unimpaired - Delete | 0.75_Al | Surface | 1.0 in Trout | Surface_1.0 in Trout_0.75_Al | Surface_1.0 in Trout_0.75_Al | Fe_Trout_Al_.75
Upper Guyandotte River | 5081 | WV1024761 | 007 | Devils Fork | WV-OGU-140 | Devils Fork | WVOG-137 | -81.2848 | 37.5798 | POCAHONTAS COAL COMPANY LLC | 2012-03-09 | 8.3 | 11.8 |  | 20.1 | 0.4 | 0.68 | 0.13 | 0.22 | 1 | 3.47 | Unimpaired - Delete | 0.75_Al | Surface | 1.0 in Trout | Surface_1.0 in Trout_0.75_Al | Surface_1.0 in Trout_0.75_Al | Fe_Trout_Al_.75
Upper Guyandotte River | 5081 | WV1024761 | 022 | Devils Fork | WV-OGU-140 | Devils Fork | WVOG-137 | -81.2712 | 37.5829 | POCAHONTAS COAL COMPANY LLC | 2012-03-09 | 2.8 | 0.6 |  | 3.4 | 0.4 | 0.68 | 0.13 | 0.22 | 2 | 3.47 | Unimpaired - Delete | 0.75_Al | Surface | 1.0 in Trout | Surface_1.0 in Trout_0.75_Al | Surface_1.0 in Trout_0.75_Al | Fe_Trout_Al_.75
Upper Guyandotte River | 5079 | WV1027816 | 016 | Devils Fork | WV-OGU-140 | Devils Fork | WVOG-137 | -81.2982 | 37.5873 | POCAHONTAS COAL COMPANY LLC | 2014-09-19 | 7.7 | 19.98 |  | 27.68 | 0.43 | 0.74 | 0.23 | 0.4 | 2 | 3.47 | Unimpaired - Delete | 0.75_Al | Surface | 1.0 in Trout | Surface_1.0 in Trout_0.75_Al | Surface_1.0 in Trout_0.75_Al | Fe_Trout_Al_.75
Upper Guyandotte River | 5079 | WV1027816 | 017 | Devils Fork | WV-OGU-140 | Devils Fork | WVOG-137 | -81.2951 | 37.5951 | POCAHONTAS COAL COMPANY LLC | 2014-09-19 | 6.38 | 12.53 |  | 18.91 | 0.43 | 0.74 | 0.23 | 0.4 | 2 | 3.47 | Unimpaired - Delete | 0.75_Al | Surface | 1.0 in Trout | Surface_1.0 in Trout_0.75_Al | Surface_1.0 in Trout_0.75_Al | Fe_Trout_Al_.75
Upper Guyandotte River | 2065 | WV1024841 | 009 | Buffalo Creek | WV-OGU-27-E | Right Fork/Buffalo Creek | WVOG-75-A | -81.7633 | 37.769 | HAMPDEN COAL, LLC | 2012-11-30 | 6.9 | 0 |  | 6.9 | 1.42 | 2.46 | 0.6 | 1.03 | 2 | 3.47 | Unimpaired - Delete | 3.2_Al | Surface | WQ | Surface_WQ_3.2_Al | Surface_WQ_3.2_Al | Fe_WQ_Al_3.2
Upper Guyandotte River | 2065 | WV1024841 | 010 | Buffalo Creek | WV-OGU-27-E | Right Fork/Buffalo Creek | WVOG-75-A | -81.765 | 37.769 | HAMPDEN COAL, LLC | 2012-11-30 | 6.9 | 0 |  | 6.9 | 1.42 | 2.46 | 0.6 | 1.03 | 2 | 3.47 | Unimpaired - Delete | 3.2_Al | Surface | WQ | Surface_WQ_3.2_Al | Surface_WQ_3.2_Al | Fe_WQ_Al_3.2
Upper Guyandotte River | 2065 | WV1024841 | 011 | Buffalo Creek | WV-OGU-27-E | Right Fork/Buffalo Creek | WVOG-75-A | -81.7641 | 37.7676 | HAMPDEN COAL, LLC | 2012-11-30 | 4.3 | 0 |  | 4.3 | 1.42 | 2.46 | 0.6 | 1.03 | 2 | 3.47 | Unimpaired - Delete | 3.2_Al | Surface | WQ | Surface_WQ_3.2_Al | Surface_WQ_3.2_Al | Fe_WQ_Al_3.2
Upper Guyandotte River | 2065 | WV1024841 | 012 | Buffalo Creek | WV-OGU-27-E | Right Fork/Buffalo Creek | WVOG-75-A | -81.7626 | 37.7668 | HAMPDEN COAL, LLC | 2012-11-30 | 10.9 | 0 |  | 10.9 | 1.42 | 2.46 | 0.6 | 1.03 | 2 | 3.47 | Unimpaired - Delete | 3.2_Al | Surface | WQ | Surface_WQ_3.2_Al | Surface_WQ_3.2_Al | Fe_WQ_Al_3.2
Upper Guyandotte River | 2065 | WV1024841 | 013 | Buffalo Creek | WV-OGU-27-E | Right Fork/Buffalo Creek | WVOG-75-A | -81.762 | 37.7679 | HAMPDEN COAL, LLC | 2012-11-30 | 10.9 | 0 |  | 10.9 | 1.42 | 2.46 | 0.6 | 1.03 | 2 | 3.47 | Unimpaired - Delete | 3.2_Al | Surface | WQ | Surface_WQ_3.2_Al | Surface_WQ_3.2_Al | Fe_WQ_Al_3.2
Upper Guyandotte River | 2065 | WV1024841 | 014 | Buffalo Creek | WV-OGU-27-E | Right Fork/Buffalo Creek | WVOG-75-A | -81.7601 | 37.769 | HAMPDEN COAL, LLC | 2012-11-30 | 10.9 | 0 |  | 10.9 | 1.42 | 2.46 | 0.6 | 1.03 | 2 | 3.47 | Unimpaired - Delete | 3.2_Al | Surface | WQ | Surface_WQ_3.2_Al | Surface_WQ_3.2_Al | Fe_WQ_Al_3.2
Upper Guyandotte River | 2065 | WV1024841 | 015 | Buffalo Creek | WV-OGU-27-E | Right Fork/Buffalo Creek | WVOG-75-A | -81.7567 | 37.7677 | HAMPDEN COAL, LLC | 2012-11-30 | 5.3 | 0 |  | 5.3 | 1.42 | 2.46 | 0.6 | 1.03 | 2 | 3.47 | Unimpaired - Delete | 3.2_Al | Surface | WQ | Surface_WQ_3.2_Al | Surface_WQ_3.2_Al | Fe_WQ_Al_3.2
Upper Guyandotte River | 2065 | WV1024841 | 016 | Buffalo Creek | WV-OGU-27-E | Right Fork/Buffalo Creek | WVOG-75-A | -81.7555 | 37.768 | HAMPDEN COAL, LLC | 2012-11-30 | 5.3 | 0 |  | 5.3 | 1.42 | 2.46 | 0.6 | 1.03 | 2 | 3.47 | Unimpaired - Delete | 3.2_Al | Surface | WQ | Surface_WQ_3.2_Al | Surface_WQ_3.2_Al | Fe_WQ_Al_3.2
Upper Guyandotte River | 2065 | WV1024841 | 017 | Buffalo Creek | WV-OGU-27-E | Right Fork/Buffalo Creek | WVOG-75-A | -81.7515 | 37.7696 | HAMPDEN COAL, LLC | 2012-11-30 | 3 | 0 |  | 3 | 1.42 | 2.46 | 0.6 | 1.03 | 2 | 3.47 | Unimpaired - Delete | 3.2_Al | Surface | WQ | Surface_WQ_3.2_Al | Surface_WQ_3.2_Al | Fe_WQ_Al_3.2
Upper Guyandotte River | 2065 | WV1024841 | 018 | Buffalo Creek | WV-OGU-27-E | Right Fork/Buffalo Creek | WVOG-75-A | -81.751 | 37.7674 | HAMPDEN COAL, LLC | 2012-11-30 | 2.3 | 0 |  | 2.3 | 1.42 | 2.46 | 0.6 | 1.03 | 2 | 3.47 | Unimpaired - Delete | 3.2_Al | Surface | WQ | Surface_WQ_3.2_Al | Surface_WQ_3.2_Al | Fe_WQ_Al_3.2
Upper Guyandotte River | 2065 | WV1024841 | 019 | Buffalo Creek | WV-OGU-27-E | Right Fork/Buffalo Creek | WVOG-75-A | -81.7508 | 37.7665 | HAMPDEN COAL, LLC | 2012-11-30 | 2.3 | 0 |  | 2.3 | 1.42 | 2.46 | 0.6 | 1.03 | 2 | 3.47 | Unimpaired - Delete | 3.2_Al | Surface | WQ | Surface_WQ_3.2_Al | Surface_WQ_3.2_Al | Fe_WQ_Al_3.2
Upper Guyandotte River | 2065 | WV1024841 | 020 | Buffalo Creek | WV-OGU-27-E | Right Fork/Buffalo Creek | WVOG-75-A | -81.7532 | 37.7629 | HAMPDEN COAL, LLC | 2012-11-30 | 43 | 0 |  | 43 | 1.42 | 2.46 | 0.6 | 1.03 | 2 | 3.47 | Unimpaired - Delete | 3.2_Al | Surface | WQ | Surface_WQ_3.2_Al | Surface_WQ_3.2_Al | Fe_WQ_Al_3.2
Upper Guyandotte River | 2065 | WV1024841 | 021 | Buffalo Creek | WV-OGU-27-E | Right Fork/Buffalo Creek | WVOG-75-A | -81.7605 | 37.7579 | HAMPDEN COAL, LLC | 2012-11-30 | 7.65 | 0 |  | 7.65 | 1.42 | 2.46 | 0.6 | 1.03 | 2 | 3.47 | Unimpaired - Delete | 3.2_Al | Surface | WQ | Surface_WQ_3.2_Al | Surface_WQ_3.2_Al | Fe_WQ_Al_3.2
Upper Guyandotte River | 2065 | WV1024841 | 025 | Buffalo Creek | WV-OGU-27-E | Right Fork/Buffalo Creek | WVOG-75-A | -81.7699 | 37.7593 | HAMPDEN COAL, LLC | 2012-11-30 | 2.7 | 0 |  | 2.7 | 1.42 | 2.46 | 0.6 | 1.03 | 2 | 3.47 | Unimpaired - Delete | 3.2_Al | Surface | WQ | Surface_WQ_3.2_Al | Surface_WQ_3.2_Al | Fe_WQ_Al_3.2
Upper Guyandotte River | 2065 | WV1024841 | 022 | Buffalo Creek | WV-OGU-27-E | Right Fork/Buffalo Creek | WVOG-75-A | -81.7623 | 37.7577 | HAMPDEN COAL, LLC | 2012-11-30 | 7.65 | 0 |  | 7.65 | 1.42 | 2.46 | 0.6 | 1.03 | 2 | 3.47 | Unimpaired - Delete | 3.2_Al | Surface | WQ | Surface_WQ_3.2_Al | Surface_WQ_3.2_Al | Fe_WQ_Al_3.2
Upper Guyandotte River | 2065 | WV1024841 | 023 | Buffalo Creek | WV-OGU-27-E | Right Fork/Buffalo Creek | WVOG-75-A | -81.7664 | 37.7589 | HAMPDEN COAL, LLC | 2012-11-30 | 2.3 | 0 |  | 2.3 | 1.42 | 2.46 | 0.6 | 1.03 | 2 | 3.47 | Unimpaired - Delete | 3.2_Al | Surface | WQ | Surface_WQ_3.2_Al | Surface_WQ_3.2_Al | Fe_WQ_Al_3.2
Upper Guyandotte River | 2065 | WV1024841 | 024 | Buffalo Creek | WV-OGU-27-E | Right Fork/Buffalo Creek | WVOG-75-A | -81.7682 | 37.7592 | HAMPDEN COAL, LLC | 2012-11-30 | 2.3 | 0 |  | 2.3 | 1.42 | 2.46 | 0.6 | 1.03 | 2 | 3.47 | Unimpaired - Delete | 3.2_Al | Surface | WQ | Surface_WQ_3.2_Al | Surface_WQ_3.2_Al | Fe_WQ_Al_3.2
Upper Guyandotte River | 2065 | WV1024841 | 026 | Buffalo Creek | WV-OGU-27-E | Right Fork/Buffalo Creek | WVOG-75-A | -81.7716 | 37.759 | HAMPDEN COAL, LLC | 2012-11-30 | 2.7 | 0 |  | 2.7 | 1.42 | 2.46 | 0.6 | 1.03 | 2 | 3.47 | Unimpaired - Delete | 3.2_Al | Surface | WQ | Surface_WQ_3.2_Al | Surface_WQ_3.2_Al | Fe_WQ_Al_3.2
Upper Guyandotte River | 2065 | WV1024841 | 027 | Buffalo Creek | WV-OGU-27-E | Right Fork/Buffalo Creek | WVOG-75-A | -81.7704 | 37.7583 | HAMPDEN COAL, LLC | 2012-11-30 | 2.5 | 0 |  | 2.5 | 1.42 | 2.46 | 0.6 | 1.03 | 2 | 3.47 | Unimpaired - Delete | 3.2_Al | Surface | WQ | Surface_WQ_3.2_Al | Surface_WQ_3.2_Al | Fe_WQ_Al_3.2
Upper Guyandotte River | 2065 | WV1024841 | 028 | Buffalo Creek | WV-OGU-27-E | Right Fork/Buffalo Creek | WVOG-75-A | -81.7683 | 37.7583 | HAMPDEN COAL, LLC | 2012-11-30 | 2.5 | 0 |  | 2.5 | 1.42 | 2.46 | 0.6 | 1.03 | 2 | 3.47 | Unimpaired - Delete | 3.2_Al | Surface | WQ | Surface_WQ_3.2_Al | Surface_WQ_3.2_Al | Fe_WQ_Al_3.2
Upper Guyandotte River | 2066 | WV1024841 | 002 | Buffalo Creek | WV-OGU-27-E-10 | Jordan Fork | WVOG-75-A-4 | -81.7482 | 37.7643 | HAMPDEN COAL, LLC | 2012-11-30 | 8 | 0 |  | 8 | 1.42 | 2.46 | 0.6 | 1.03 | 2 | 3.47 | Unimpaired - Delete | 3.2_Al | Surface | WQ | Surface_WQ_3.2_Al | Surface_WQ_3.2_Al | Fe_WQ_Al_3.2
Upper Guyandotte River | 2065 | WV1024841 | 029 | Buffalo Creek | WV-OGU-27-E | Right Fork/Buffalo Creek | WVOG-75-A | -81.7658 | 37.7576 | HAMPDEN COAL, LLC | 2012-11-30 | 6.8 | 0 |  | 6.8 | 1.42 | 2.46 | 0.6 | 1.03 | 2 | 3.47 | Unimpaired - Delete | 3.2_Al | Surface | WQ | Surface_WQ_3.2_Al | Surface_WQ_3.2_Al | Fe_WQ_Al_3.2
Upper Guyandotte River | 2065 | WV1024841 | 030 | Buffalo Creek | WV-OGU-27-E | Right Fork/Buffalo Creek | WVOG-75-A | -81.7636 | 37.7575 | HAMPDEN COAL, LLC | 2012-11-30 | 5.7 | 0 |  | 5.7 | 1.42 | 2.46 | 0.6 | 1.03 | 2 | 3.47 | Unimpaired - Delete | 3.2_Al | Surface | WQ | Surface_WQ_3.2_Al | Surface_WQ_3.2_Al | Fe_WQ_Al_3.2
Upper Guyandotte River | 2065 | WV1024841 | 031 | Buffalo Creek | WV-OGU-27-E | Right Fork/Buffalo Creek | WVOG-75-A | -81.7637 | 37.7554 | HAMPDEN COAL, LLC | 2012-11-30 | 5.7 | 0 |  | 5.7 | 1.42 | 2.46 | 0.6 | 1.03 | 2 | 3.47 | Unimpaired - Delete | 3.2_Al | Surface | WQ | Surface_WQ_3.2_Al | Surface_WQ_3.2_Al | Fe_WQ_Al_3.2
Upper Guyandotte River | 2065 | WV1024841 | 032 | Buffalo Creek | WV-OGU-27-E | Right Fork/Buffalo Creek | WVOG-75-A | -81.7654 | 37.754 | HAMPDEN COAL, LLC | 2012-11-30 | 10.35 | 0 |  | 10.35 | 1.42 | 2.46 | 0.6 | 1.03 | 2 | 3.47 | Unimpaired - Delete | 3.2_Al | Surface | WQ | Surface_WQ_3.2_Al | Surface_WQ_3.2_Al | Fe_WQ_Al_3.2
Upper Guyandotte River | 2065 | WV1024841 | 033 | Buffalo Creek | WV-OGU-27-E | Right Fork/Buffalo Creek | WVOG-75-A | -81.7679 | 37.7537 | HAMPDEN COAL, LLC | 2012-11-30 | 10.35 | 0 |  | 10.35 | 1.42 | 2.46 | 0.6 | 1.03 | 2 | 3.47 | Unimpaired - Delete | 3.2_Al | Surface | WQ | Surface_WQ_3.2_Al | Surface_WQ_3.2_Al | Fe_WQ_Al_3.2
Upper Guyandotte River | 2065 | WV1024841 | 034 | Buffalo Creek | WV-OGU-27-E | Right Fork/Buffalo Creek | WVOG-75-A | -81.7732 | 37.7509 | HAMPDEN COAL, LLC | 2012-11-30 | 3.2 | 0 |  | 3.2 | 1.42 | 2.46 | 0.6 | 1.03 | 2 | 3.47 | Unimpaired - Delete | 3.2_Al | Surface | WQ | Surface_WQ_3.2_Al | Surface_WQ_3.2_Al | Fe_WQ_Al_3.2
Upper Guyandotte River | 2065 | WV1024841 | 035 | Buffalo Creek | WV-OGU-27-E | Right Fork/Buffalo Creek | WVOG-75-A | -81.7748 | 37.7518 | HAMPDEN COAL, LLC | 2012-11-30 | 3.2 | 0 |  | 3.2 | 1.42 | 2.46 | 0.6 | 1.03 | 2 | 3.47 | Unimpaired - Delete | 3.2_Al | Surface | WQ | Surface_WQ_3.2_Al | Surface_WQ_3.2_Al | Fe_WQ_Al_3.2
Upper Guyandotte River | 2065 | WV1024841 | 036 | Buffalo Creek | WV-OGU-27-E | Right Fork/Buffalo Creek | WVOG-75-A | -81.7757 | 37.7501 | HAMPDEN COAL, LLC | 2012-11-30 | 5.6 | 0 |  | 5.6 | 1.42 | 2.46 | 0.6 | 1.03 | 2 | 3.47 | Unimpaired - Delete | 3.2_Al | Surface | WQ | Surface_WQ_3.2_Al | Surface_WQ_3.2_Al | Fe_WQ_Al_3.2
Upper Guyandotte River | 2065 | WV1024841 | 037 | Buffalo Creek | WV-OGU-27-E | Right Fork/Buffalo Creek | WVOG-75-A | -81.7789 | 37.7471 | HAMPDEN COAL, LLC | 2012-11-30 | 7.8 | 0 |  | 7.8 | 1.42 | 2.46 | 0.6 | 1.03 | 2 | 3.47 | Unimpaired - Delete | 3.2_Al | Surface | WQ | Surface_WQ_3.2_Al | Surface_WQ_3.2_Al | Fe_WQ_Al_3.2
Upper Guyandotte River | 2065 | WV1024841 | 038 | Buffalo Creek | WV-OGU-27-E | Right Fork/Buffalo Creek | WVOG-75-A | -81.7807 | 37.7482 | HAMPDEN COAL, LLC | 2012-11-30 | 4.5 | 0 |  | 4.5 | 1.42 | 2.46 | 0.6 | 1.03 | 2 | 3.47 | Unimpaired - Delete | 3.2_Al | Surface | WQ | Surface_WQ_3.2_Al | Surface_WQ_3.2_Al | Fe_WQ_Al_3.2
Upper Guyandotte River | 2066 | WV1024841 | 003 | Buffalo Creek | WV-OGU-27-E-10 | Jordan Fork | WVOG-75-A-4 | -81.7501 | 37.7671 | HAMPDEN COAL, LLC | 2012-11-30 | 2.3 | 0 |  | 2.3 | 1.42 | 2.46 | 0.6 | 1.03 | 2 | 3.47 | Unimpaired - Delete | 3.2_Al | Surface | WQ | Surface_WQ_3.2_Al | Surface_WQ_3.2_Al | Fe_WQ_Al_3.2
Upper Guyandotte River | 2065 | WV1024841 | 039 | Buffalo Creek | WV-OGU-27-E | Right Fork/Buffalo Creek | WVOG-75-A | -81.7823 | 37.7489 | HAMPDEN COAL, LLC | 2012-11-30 | 4.5 | 0 |  | 4.5 | 1.42 | 2.46 | 0.6 | 1.03 | 2 | 3.47 | Unimpaired - Delete | 3.2_Al | Surface | WQ | Surface_WQ_3.2_Al | Surface_WQ_3.2_Al | Fe_WQ_Al_3.2
Upper Guyandotte River | 2064 | WV1024841 | 040 | Buffalo Creek | WV-OGU-27-E | Right Fork/Buffalo Creek | WVOG-75-A | -81.7829 | 37.7465 | HAMPDEN COAL, LLC | 2012-11-30 | 29.7 | 0 |  | 29.7 | 1.42 | 2.46 | 0.6 | 1.03 | 2 | 3.47 | Unimpaired - Delete | 3.2_Al | Surface | WQ | Surface_WQ_3.2_Al | Surface_WQ_3.2_Al | Fe_WQ_Al_3.2
Upper Guyandotte River | 2064 | WV1024841 | 041 | Buffalo Creek | WV-OGU-27-E | Right Fork/Buffalo Creek | WVOG-75-A | -81.7859 | 37.7448 | HAMPDEN COAL, LLC | 2012-11-30 | 29.7 | 0 |  | 29.7 | 1.42 | 2.46 | 0.6 | 1.03 | 2 | 3.47 | Unimpaired - Delete | 3.2_Al | Surface | WQ | Surface_WQ_3.2_Al | Surface_WQ_3.2_Al | Fe_WQ_Al_3.2
Upper Guyandotte River | 2064 | WV1024841 | 042 | Buffalo Creek | WV-OGU-27-E | Right Fork/Buffalo Creek | WVOG-75-A | -81.7886 | 37.7462 | HAMPDEN COAL, LLC | 2012-11-30 | 29.7 | 0 |  | 29.7 | 1.42 | 2.46 | 0.6 | 1.03 | 2 | 3.47 | Unimpaired - Delete | 3.2_Al | Surface | WQ | Surface_WQ_3.2_Al | Surface_WQ_3.2_Al | Fe_WQ_Al_3.2
Upper Guyandotte River | 2064 | WV1024841 | 046 | Buffalo Creek | WV-OGU-27-E | Right Fork/Buffalo Creek | WVOG-75-A | -81.8096 | 37.7457 | HAMPDEN COAL, LLC | 2012-11-30 | 10.6 | 0 |  | 10.6 | 1.42 | 2.46 | 0.6 | 1.03 | 3 | 3.47 | Unimpaired - Delete | 3.2_Al | Surface | WQ | Surface_WQ_3.2_Al | Surface_WQ_3.2_Al | Fe_WQ_Al_3.2
Upper Guyandotte River | 2064 | WV1024841 | 047 | Buffalo Creek | WV-OGU-27-E | Right Fork/Buffalo Creek | WVOG-75-A | -81.811 | 37.7465 | HAMPDEN COAL, LLC | 2012-11-30 | 10.6 | 0 |  | 10.6 | 1.42 | 2.46 | 0.6 | 1.03 | 2 | 3.47 | Unimpaired - Delete | 3.2_Al | Surface | WQ | Surface_WQ_3.2_Al | Surface_WQ_3.2_Al | Fe_WQ_Al_3.2
Upper Guyandotte River | 2064 | WV1024841 | 043 | Buffalo Creek | WV-OGU-27-E | Right Fork/Buffalo Creek | WVOG-75-A | -81.7896 | 37.7446 | HAMPDEN COAL, LLC | 2012-11-30 | 12.6 | 0 |  | 12.6 | 1.42 | 2.46 | 0.6 | 1.03 | 2 | 3.47 | Unimpaired - Delete | 3.2_Al | Surface | WQ | Surface_WQ_3.2_Al | Surface_WQ_3.2_Al | Fe_WQ_Al_3.2
Upper Guyandotte River | 2064 | WV1024841 | 044 | Buffalo Creek | WV-OGU-27-E | Right Fork/Buffalo Creek | WVOG-75-A | -81.7912 | 37.744 | HAMPDEN COAL, LLC | 2012-11-30 | 8.4 | 0 |  | 8.4 | 1.42 | 2.46 | 0.6 | 1.03 | 2 | 3.47 | Unimpaired - Delete | 3.2_Al | Surface | WQ | Surface_WQ_3.2_Al | Surface_WQ_3.2_Al | Fe_WQ_Al_3.2
Upper Guyandotte River | 2064 | WV1024841 | 045 | Buffalo Creek | WV-OGU-27-E | Right Fork/Buffalo Creek | WVOG-75-A | -81.7948 | 37.7448 | HAMPDEN COAL, LLC | 2012-11-30 | 8.4 | 0 |  | 8.4 | 1.42 | 2.46 | 0.6 | 1.03 | 2 | 3.47 | Unimpaired - Delete | 3.2_Al | Surface | WQ | Surface_WQ_3.2_Al | Surface_WQ_3.2_Al | Fe_WQ_Al_3.2
Upper Guyandotte River | 2094 | WV1024841 | 048 | Huff Creek | WV-OGU-28 | Huff Creek | WVOG-76 | -81.8132 | 37.7465 | HAMPDEN COAL, LLC | 2012-11-30 | 10.4 | 0 |  | 10.4 | 1.42 | 2.46 | 0.57 | 0.99 | 1 | 1.73 | Unimpaired - Delete | 3.2_Al | Surface | WQ | Surface_WQ_3.2_Al | Surface_WQ_3.2_Al | Fe_WQ_Al_3.2
Upper Guyandotte River | 2066 | WV1024841 | 004 | Buffalo Creek | WV-OGU-27-E-10 | Jordan Fork | WVOG-75-A-4 | -81.7504 | 37.7693 | HAMPDEN COAL, LLC | 2012-11-30 | 2.8 | 0 |  | 2.8 | 1.42 | 2.46 | 0.6 | 1.03 | 2 | 3.47 | Unimpaired - Delete | 3.2_Al | Surface | WQ | Surface_WQ_3.2_Al | Surface_WQ_3.2_Al | Fe_WQ_Al_3.2
Upper Guyandotte River | 2094 | WV1024841 | 049 | Huff Creek | WV-OGU-28 | Huff Creek | WVOG-76 | -81.8168 | 37.7459 | HAMPDEN COAL, LLC | 2012-11-30 | 10.4 | 0 |  | 10.4 | 1.42 | 2.46 | 0.57 | 0.99 | 1 | 1.73 | Unimpaired - Delete | 3.2_Al | Surface | WQ | Surface_WQ_3.2_Al | Surface_WQ_3.2_Al | Fe_WQ_Al_3.2
Upper Guyandotte River | 2094 | WV1024841 | 050 | Huff Creek | WV-OGU-28 | Huff Creek | WVOG-76 | -81.8162 | 37.7451 | HAMPDEN COAL, LLC | 2012-11-30 | 6 | 0 |  | 6 | 1.42 | 2.46 | 0.57 | 0.99 | 1 | 1.73 | Unimpaired - Delete | 3.2_Al | Surface | WQ | Surface_WQ_3.2_Al | Surface_WQ_3.2_Al | Fe_WQ_Al_3.2
Upper Guyandotte River | 2094 | WV1024841 | 051 | Huff Creek | WV-OGU-28 | Huff Creek | WVOG-76 | -81.8132 | 37.7443 | HAMPDEN COAL, LLC | 2012-11-30 | 7.3 | 0 |  | 7.3 | 1.42 | 2.46 | 0.57 | 0.99 | 1 | 1.73 | Unimpaired - Delete | 3.2_Al | Surface | WQ | Surface_WQ_3.2_Al | Surface_WQ_3.2_Al | Fe_WQ_Al_3.2
Upper Guyandotte River | 2094 | WV1024841 | 052 | Huff Creek | WV-OGU-28 | Huff Creek | WVOG-76 | -81.8101 | 37.744 | HAMPDEN COAL, LLC | 2012-11-30 | 10.1 | 0 |  | 10.1 | 1.42 | 2.46 | 0.57 | 0.99 | 1 | 1.73 | Unimpaired - Delete | 3.2_Al | Surface | WQ | Surface_WQ_3.2_Al | Surface_WQ_3.2_Al | Fe_WQ_Al_3.2
Upper Guyandotte River | 2094 | WV1024841 | 053 | Huff Creek | WV-OGU-28 | Huff Creek | WVOG-76 | -81.8087 | 37.7434 | HAMPDEN COAL, LLC | 2012-11-30 | 5.2 | 0 |  | 5.2 | 1.42 | 2.46 | 0.57 | 0.99 | 1 | 1.73 | Unimpaired - Delete | 3.2_Al | Surface | WQ | Surface_WQ_3.2_Al | Surface_WQ_3.2_Al | Fe_WQ_Al_3.2
Upper Guyandotte River | 2094 | WV1024841 | 054 | Huff Creek | WV-OGU-28 | Huff Creek | WVOG-76 | -81.8073 | 37.7434 | HAMPDEN COAL, LLC | 2012-11-30 | 5.2 | 0 |  | 5.2 | 1.42 | 2.46 | 0.57 | 0.99 | 1 | 1.73 | Unimpaired - Delete | 3.2_Al | Surface | WQ | Surface_WQ_3.2_Al | Surface_WQ_3.2_Al | Fe_WQ_Al_3.2
Upper Guyandotte River | 2094 | WV1024841 | 055 | Huff Creek | WV-OGU-28 | Huff Creek | WVOG-76 | -81.8065 | 37.7454 | HAMPDEN COAL, LLC | 2012-11-30 | 5.2 | 0 |  | 5.2 | 1.42 | 2.46 | 0.57 | 0.99 | 1 | 1.73 | Unimpaired - Delete | 3.2_Al | Surface | WQ | Surface_WQ_3.2_Al | Surface_WQ_3.2_Al | Fe_WQ_Al_3.2
Upper Guyandotte River | 2094 | WV1024841 | 056 | Huff Creek | WV-OGU-28 | Huff Creek | WVOG-76 | -81.7934 | 37.7432 | HAMPDEN COAL, LLC | 2012-11-30 | 28.8 | 0 |  | 28.8 | 1.42 | 2.46 | 0.57 | 0.99 | 1 | 1.73 | Unimpaired - Delete | 3.2_Al | Surface | WQ | Surface_WQ_3.2_Al | Surface_WQ_3.2_Al | Fe_WQ_Al_3.2
Upper Guyandotte River | 2094 | WV1024841 | 057 | Huff Creek | WV-OGU-28 | Huff Creek | WVOG-76 | -81.7957 | 37.7415 | HAMPDEN COAL, LLC | 2012-11-30 | 28.8 | 0 |  | 28.8 | 1.42 | 2.46 | 0.57 | 0.99 | 1 | 1.73 | Unimpaired - Delete | 3.2_Al | Surface | WQ | Surface_WQ_3.2_Al | Surface_WQ_3.2_Al | Fe_WQ_Al_3.2
Upper Guyandotte River | 2094 | WV1024841 | 058 | Huff Creek | WV-OGU-28 | Huff Creek | WVOG-76 | -81.7934 | 37.7393 | HAMPDEN COAL, LLC | 2012-11-30 | 24.1 | 0 |  | 24.1 | 1.42 | 2.46 | 0.57 | 0.99 | 1 | 1.73 | Unimpaired - Delete | 3.2_Al | Surface | WQ | Surface_WQ_3.2_Al | Surface_WQ_3.2_Al | Fe_WQ_Al_3.2
Upper Guyandotte River | 2065 | WV1024841 | 005 | Buffalo Creek | WV-OGU-27-E | Right Fork/Buffalo Creek | WVOG-75-A | -81.7512 | 37.7701 | HAMPDEN COAL, LLC | 2012-11-30 | 2.8 | 0 |  | 2.8 | 1.42 | 2.46 | 0.6 | 1.03 | 2 | 3.47 | Unimpaired - Delete | 3.2_Al | Surface | WQ | Surface_WQ_3.2_Al | Surface_WQ_3.2_Al | Fe_WQ_Al_3.2
Upper Guyandotte River | 2096 | WV1024841 | 059 | Huff Creek | WV-OGU-28 | Huff Creek | WVOG-76 | -81.7937 | 37.7382 | HAMPDEN COAL, LLC | 2012-11-30 | 4.3 | 0 |  | 4.3 | 1.42 | 2.46 | 0.57 | 0.99 | 1 | 1.73 | Unimpaired - Delete | 3.2_Al | Surface | WQ | Surface_WQ_3.2_Al | Surface_WQ_3.2_Al | Fe_WQ_Al_3.2
Upper Guyandotte River | 2096 | WV1024841 | 060 | Huff Creek | WV-OGU-28 | Huff Creek | WVOG-76 | -81.7929 | 37.7382 | HAMPDEN COAL, LLC | 2012-11-30 | 4.3 | 0 |  | 4.3 | 1.42 | 2.46 | 0.57 | 0.99 | 1 | 1.73 | Unimpaired - Delete | 3.2_Al | Surface | WQ | Surface_WQ_3.2_Al | Surface_WQ_3.2_Al | Fe_WQ_Al_3.2
Upper Guyandotte River | 2096 | WV1024841 | 062 | Huff Creek | WV-OGU-28 | Huff Creek | WVOG-76 | -81.7901 | 37.7396 | HAMPDEN COAL, LLC | 2012-11-30 | 4.3 | 0 |  | 4.3 | 1.42 | 2.46 | 0.57 | 0.99 | 1 | 1.73 | Unimpaired - Delete | 3.2_Al | Surface | WQ | Surface_WQ_3.2_Al | Surface_WQ_3.2_Al | Fe_WQ_Al_3.2
Upper Guyandotte River | 2096 | WV1024841 | 063 | Huff Creek | WV-OGU-28 | Huff Creek | WVOG-76 | -81.789 | 37.7415 | HAMPDEN COAL, LLC | 2012-11-30 | 22.2 | 0 |  | 22.2 | 1.42 | 2.46 | 0.57 | 0.99 | 1 | 1.73 | Unimpaired - Delete | 3.2_Al | Surface | WQ | Surface_WQ_3.2_Al | Surface_WQ_3.2_Al | Fe_WQ_Al_3.2
Upper Guyandotte River | 2096 | WV1024841 | 064 | Huff Creek | WV-OGU-28 | Huff Creek | WVOG-76 | -81.7865 | 37.7429 | HAMPDEN COAL, LLC | 2012-11-30 | 22.2 | 0 |  | 22.2 | 1.42 | 2.46 | 0.57 | 0.99 | 1 | 1.73 | Unimpaired - Delete | 3.2_Al | Surface | WQ | Surface_WQ_3.2_Al | Surface_WQ_3.2_Al | Fe_WQ_Al_3.2
Upper Guyandotte River | 2096 | WV1024841 | 065 | Huff Creek | WV-OGU-28 | Huff Creek | WVOG-76 | -81.7826 | 37.7426 | HAMPDEN COAL, LLC | 2012-11-30 | 19.1 | 0 |  | 19.1 | 1.42 | 2.46 | 0.57 | 0.99 | 1 | 1.73 | Unimpaired - Delete | 3.2_Al | Surface | WQ | Surface_WQ_3.2_Al | Surface_WQ_3.2_Al | Fe_WQ_Al_3.2
Upper Guyandotte River | 2096 | WV1024841 | 066 | Huff Creek | WV-OGU-28 | Huff Creek | WVOG-76 | -81.7815 | 37.7446 | HAMPDEN COAL, LLC | 2012-11-30 | 19.1 | 0 |  | 19.1 | 1.42 | 2.46 | 0.57 | 0.99 | 1 | 1.73 | Unimpaired - Delete | 3.2_Al | Surface | WQ | Surface_WQ_3.2_Al | Surface_WQ_3.2_Al | Fe_WQ_Al_3.2
Upper Guyandotte River | 2096 | WV1024841 | 067 | Huff Creek | WV-OGU-28 | Huff Creek | WVOG-76 | -81.7798 | 37.7454 | HAMPDEN COAL, LLC | 2012-11-30 | 19.1 | 0 |  | 19.1 | 1.42 | 2.46 | 0.57 | 0.99 | 1 | 1.73 | Unimpaired - Delete | 3.2_Al | Surface | WQ | Surface_WQ_3.2_Al | Surface_WQ_3.2_Al | Fe_WQ_Al_3.2
Upper Guyandotte River | 2096 | WV1024841 | 068 | Huff Creek | WV-OGU-28 | Huff Creek | WVOG-76 | -81.7782 | 37.7454 | HAMPDEN COAL, LLC | 2012-11-30 | 19.1 | 0 |  | 19.1 | 1.42 | 2.46 | 0.57 | 0.99 | 1 | 1.73 | Unimpaired - Delete | 3.2_Al | Surface | WQ | Surface_WQ_3.2_Al | Surface_WQ_3.2_Al | Fe_WQ_Al_3.2
Upper Guyandotte River | 2065 | WV1024841 | 006 | Buffalo Creek | WV-OGU-27-E | Right Fork/Buffalo Creek | WVOG-75-A | -81.7537 | 37.7696 | HAMPDEN COAL, LLC | 2012-11-30 | 2.8 | 0 |  | 2.8 | 1.42 | 2.46 | 0.6 | 1.03 | 2 | 3.47 | Unimpaired - Delete | 3.2_Al | Surface | WQ | Surface_WQ_3.2_Al | Surface_WQ_3.2_Al | Fe_WQ_Al_3.2
Upper Guyandotte River | 2096 | WV1024841 | 069 | Huff Creek | WV-OGU-28 | Huff Creek | WVOG-76 | -81.7771 | 37.7462 | HAMPDEN COAL, LLC | 2012-11-30 | 3.9 | 0 |  | 3.9 | 1.42 | 2.46 | 0.57 | 0.99 | 1 | 1.73 | Unimpaired - Delete | 3.2_Al | Surface | WQ | Surface_WQ_3.2_Al | Surface_WQ_3.2_Al | Fe_WQ_Al_3.2
Upper Guyandotte River | 2096 | WV1024841 | 070 | Huff Creek | WV-OGU-28 | Huff Creek | WVOG-76 | -81.7762 | 37.7476 | HAMPDEN COAL, LLC | 2012-11-30 | 3.9 | 0 |  | 3.9 | 1.42 | 2.46 | 0.57 | 0.99 | 1 | 1.73 | Unimpaired - Delete | 3.2_Al | Surface | WQ | Surface_WQ_3.2_Al | Surface_WQ_3.2_Al | Fe_WQ_Al_3.2
Upper Guyandotte River | 2096 | WV1024841 | 071 | Huff Creek | WV-OGU-28 | Huff Creek | WVOG-76 | -81.7754 | 37.7484 | HAMPDEN COAL, LLC | 2012-11-30 | 5.4 | 0 |  | 5.4 | 1.42 | 2.46 | 0.57 | 0.99 | 1 | 1.73 | Unimpaired - Delete | 3.2_Al | Surface | WQ | Surface_WQ_3.2_Al | Surface_WQ_3.2_Al | Fe_WQ_Al_3.2
Upper Guyandotte River | 2096 | WV1024841 | 072 | Huff Creek | WV-OGU-28 | Huff Creek | WVOG-76 | -81.7743 | 37.7496 | HAMPDEN COAL, LLC | 2012-11-30 | 5.4 | 0 |  | 5.4 | 1.42 | 2.46 | 0.57 | 0.99 | 1 | 1.73 | Unimpaired - Delete | 3.2_Al | Surface | WQ | Surface_WQ_3.2_Al | Surface_WQ_3.2_Al | Fe_WQ_Al_3.2
Upper Guyandotte River | 2096 | WV1024841 | 073 | Huff Creek | WV-OGU-28 | Huff Creek | WVOG-76 | -81.7732 | 37.7504 | HAMPDEN COAL, LLC | 2012-11-30 | 5.4 | 0 |  | 5.4 | 1.42 | 2.46 | 0.57 | 0.99 | 1 | 1.73 | Unimpaired - Delete | 3.2_Al | Surface | WQ | Surface_WQ_3.2_Al | Surface_WQ_3.2_Al | Fe_WQ_Al_3.2
Upper Guyandotte River | 2096 | WV1024841 | 074 | Huff Creek | WV-OGU-28 | Huff Creek | WVOG-76 | -81.7696 | 37.7509 | HAMPDEN COAL, LLC | 2012-11-30 | 6 | 0 |  | 6 | 1.42 | 2.46 | 0.57 | 0.99 | 1 | 1.73 | Unimpaired - Delete | 3.2_Al | Surface | WQ | Surface_WQ_3.2_Al | Surface_WQ_3.2_Al | Fe_WQ_Al_3.2
Upper Guyandotte River | 2096 | WV1024841 | 075 | Huff Creek | WV-OGU-28 | Huff Creek | WVOG-76 | -81.7651 | 37.7479 | HAMPDEN COAL, LLC | 2012-11-30 | 24.1 | 0 |  | 24.1 | 1.42 | 2.46 | 0.57 | 0.99 | 1 | 1.73 | Unimpaired - Delete | 3.2_Al | Surface | WQ | Surface_WQ_3.2_Al | Surface_WQ_3.2_Al | Fe_WQ_Al_3.2
Upper Guyandotte River | 2098 | WV1024841 | 076 | Huff Creek | WV-OGU-28 | Huff Creek | WVOG-76 | -81.7573 | 37.7548 | HAMPDEN COAL, LLC | 2012-11-30 | 23 | 0 |  | 23 | 1.42 | 2.46 | 0.57 | 0.99 | 1 | 1.73 | Unimpaired - Delete | 3.2_Al | Surface | WQ | Surface_WQ_3.2_Al | Surface_WQ_3.2_Al | Fe_WQ_Al_3.2
Upper Guyandotte River | 2099 | WV1024841 | 077 | Huff Creek | WV-OGU-28-N | Beech Branch | WVOG-76-K | -81.7512 | 37.7576 | HAMPDEN COAL, LLC | 2012-11-30 | 31 | 0 |  | 31 | 1.42 | 2.46 | 0.57 | 0.99 | 2 | 3.47 | Unimpaired - Delete | 3.2_Al | Surface | WQ | Surface_WQ_3.2_Al | Surface_WQ_3.2_Al | Fe_WQ_Al_3.2
Upper Guyandotte River | 2099 | WV1024841 | 078 | Huff Creek | WV-OGU-28-N | Beech Branch | WVOG-76-K | -81.7459 | 37.7618 | HAMPDEN COAL, LLC | 2012-11-30 | 14.5 | 0 |  | 14.5 | 1.42 | 2.46 | 0.57 | 0.99 | 2 | 3.47 | Unimpaired - Delete | 3.2_Al | Surface | WQ | Surface_WQ_3.2_Al | Surface_WQ_3.2_Al | Fe_WQ_Al_3.2
Upper Guyandotte River | 2065 | WV1024841 | 007 | Buffalo Creek | WV-OGU-27-E | Right Fork/Buffalo Creek | WVOG-75-A | -81.7559 | 37.7693 | HAMPDEN COAL, LLC | 2012-11-30 | 5.2 | 0 |  | 5.2 | 1.42 | 2.46 | 0.6 | 1.03 | 2 | 3.47 | Unimpaired - Delete | 3.2_Al | Surface | WQ | Surface_WQ_3.2_Al | Surface_WQ_3.2_Al | Fe_WQ_Al_3.2
Upper Guyandotte River | 2099 | WV1024841 | 079 | Huff Creek | WV-OGU-28-N | Beech Branch | WVOG-76-K | -81.7421 | 37.7623 | HAMPDEN COAL, LLC | 2012-11-30 | 16 | 0 |  | 16 | 1.42 | 2.46 | 0.57 | 0.99 | 2 | 3.47 | Unimpaired - Delete | 3.2_Al | Surface | WQ | Surface_WQ_3.2_Al | Surface_WQ_3.2_Al | Fe_WQ_Al_3.2
Upper Guyandotte River | 2065 | WV1024841 | 008 | Buffalo Creek | WV-OGU-27-E | Right Fork/Buffalo Creek | WVOG-75-A | -81.7593 | 37.7698 | HAMPDEN COAL, LLC | 2012-11-30 | 3.8 | 0 |  | 3.8 | 1.42 | 2.46 | 0.6 | 1.03 | 2 | 3.47 | Unimpaired - Delete | 3.2_Al | Surface | WQ | Surface_WQ_3.2_Al | Surface_WQ_3.2_Al | Fe_WQ_Al_3.2
Upper Guyandotte River | 2036 | WV1024868 | 009 | Rum Creek | WV-OGU-10-I | Cub Branch | WVOG-70-D | -81.8512 | 37.8262 | COYOTE COAL COMPANY LLC | 2016-12-09 | 23.76 | 0 |  | 23.76 | 0.28 | 0.48 | 0.1 | 0.18 | 2 | 3.47 | Unimpaired - Delete | 0.75_Al | Surface | WQ | Surface_WQ_0.75_Al | Surface_WQ_0.75_Al | Fe_WQ_Al_.75
Upper Guyandotte River | 2036 | WV1024868 | 010 | Rum Creek | WV-OGU-10-I | Cub Branch | WVOG-70-D | -81.8501 | 37.8265 | COYOTE COAL COMPANY LLC | 2016-12-09 | 34.62 | 0 |  | 34.62 | 0.28 | 0.48 | 0.1 | 0.18 | 2 | 3.47 | Unimpaired - Delete | 0.75_Al | Surface | WQ | Surface_WQ_0.75_Al | Surface_WQ_0.75_Al | Fe_WQ_Al_.75
Upper Guyandotte River | 2036 | WV1024868 | 011 | Rum Creek | WV-OGU-10-I | Cub Branch | WVOG-70-D | -81.8487 | 37.8268 | COYOTE COAL COMPANY LLC | 2016-12-09 | 17.25 | 0 |  | 17.25 | 0.28 | 0.48 | 0.1 | 0.18 | 2 | 3.47 | Unimpaired - Delete | 0.75_Al | Surface | WQ | Surface_WQ_0.75_Al | Surface_WQ_0.75_Al | Fe_WQ_Al_.75
Upper Guyandotte River | 2036 | WV1024868 | 012 | Rum Creek | WV-OGU-10-I | Cub Branch | WVOG-70-D | -81.846 | 37.827 | COYOTE COAL COMPANY LLC | 2016-12-09 | 26.97 | 0 |  | 26.97 | 0.28 | 0.48 | 0.1 | 0.18 | 2 | 3.47 | Unimpaired - Delete | 0.75_Al | Surface | WQ | Surface_WQ_0.75_Al | Surface_WQ_0.75_Al | Fe_WQ_Al_.75
Upper Guyandotte River | 2036 | WV1024868 | 013 | Rum Creek | WV-OGU-10-I | Cub Branch | WVOG-70-D | -81.8432 | 37.8273 | COYOTE COAL COMPANY LLC | 2016-12-09 | 21.32 | 0 |  | 21.32 | 0.28 | 0.48 | 0.1 | 0.18 | 2 | 3.47 | Unimpaired - Delete | 0.75_Al | Surface | WQ | Surface_WQ_0.75_Al | Surface_WQ_0.75_Al | Fe_WQ_Al_.75
Upper Guyandotte River | 2036 | WV1024868 | 014 | Rum Creek | WV-OGU-10-I | Cub Branch | WVOG-70-D | -81.8407 | 37.8276 | COYOTE COAL COMPANY LLC | 2016-12-09 | 40.35 | 0 |  | 40.35 | 0.28 | 0.48 | 0.1 | 0.18 | 2 | 3.47 | Unimpaired - Delete | 0.75_Al | Surface | WQ | Surface_WQ_0.75_Al | Surface_WQ_0.75_Al | Fe_WQ_Al_.75
Upper Guyandotte River | 2036 | WV1024868 | 015 | Rum Creek | WV-OGU-10-I | Cub Branch | WVOG-70-D | -81.8415 | 37.8307 | COYOTE COAL COMPANY LLC | 2016-12-09 | 8.6 | 0 |  | 8.6 | 0.28 | 0.48 | 0.1 | 0.18 | 2 | 3.47 | Unimpaired - Delete | 0.75_Al | Surface | WQ | Surface_WQ_0.75_Al | Surface_WQ_0.75_Al | Fe_WQ_Al_.75
Upper Guyandotte River | 2036 | WV1024868 | 016 | Rum Creek | WV-OGU-10-I | Cub Branch | WVOG-70-D | -81.8432 | 37.8307 | COYOTE COAL COMPANY LLC | 2016-12-09 | 73.9 | 0 |  | 73.9 | 0.28 | 0.48 | 0.1 | 0.18 | 2 | 3.47 | Unimpaired - Delete | 0.75_Al | Surface | WQ | Surface_WQ_0.75_Al | Surface_WQ_0.75_Al | Fe_WQ_Al_.75
Upper Guyandotte River | 2036 | WV1024868 | 017 | Rum Creek | WV-OGU-10-I | Cub Branch | WVOG-70-D | -81.8446 | 37.8307 | COYOTE COAL COMPANY LLC | 2016-12-09 | 6.3 | 0 |  | 6.3 | 0.28 | 0.48 | 0.1 | 0.18 | 2 | 3.47 | Unimpaired - Delete | 0.75_Al | Surface | WQ | Surface_WQ_0.75_Al | Surface_WQ_0.75_Al | Fe_WQ_Al_.75
Upper Guyandotte River | 2036 | WV1024868 | 018 | Rum Creek | WV-OGU-10-I | Cub Branch | WVOG-70-D | -81.8457 | 37.8332 | COYOTE COAL COMPANY LLC | 2016-12-09 | 28.65 | 0 |  | 28.65 | 0.28 | 0.48 | 0.1 | 0.18 | 2 | 3.47 | Unimpaired - Delete | 0.75_Al | Surface | WQ | Surface_WQ_0.75_Al | Surface_WQ_0.75_Al | Fe_WQ_Al_.75
Upper Guyandotte River | 2037 | WV1024868 | 001 | Rum Creek | WV-OGU-10 | Rum Creek | WVOG-70 | -81.8401 | 37.8232 | COYOTE COAL COMPANY LLC | 2016-12-09 | 31.41 | 0 |  | 31.41 | 0.22 | 0.38 | 0.07 | 0.13 | 2 | 3.47 | Unimpaired - Delete | 0.75_Al | Surface | 1.0 in Trout | Surface_1.0 in Trout_0.75_Al | Surface_1.0 in Trout_0.75_Al | Fe_WQ_Al_.75
Upper Guyandotte River | 2036 | WV1024868 | 019 | Rum Creek | WV-OGU-10-I | Cub Branch | WVOG-70-D | -81.8476 | 37.8329 | COYOTE COAL COMPANY LLC | 2016-12-09 | 5.6 | 0 |  | 5.6 | 0.28 | 0.48 | 0.1 | 0.18 | 2 | 3.47 | Unimpaired - Delete | 0.75_Al | Surface | WQ | Surface_WQ_0.75_Al | Surface_WQ_0.75_Al | Fe_WQ_Al_.75
Upper Guyandotte River | 2036 | WV1024868 | 020 | Rum Creek | WV-OGU-10-I | Cub Branch | WVOG-70-D | -81.8487 | 37.8334 | COYOTE COAL COMPANY LLC | 2016-12-09 | 2.66 | 0 |  | 2.66 | 0.28 | 0.48 | 0.1 | 0.18 | 2 | 3.47 | Unimpaired - Delete | 0.75_Al | Surface | WQ | Surface_WQ_0.75_Al | Surface_WQ_0.75_Al | Fe_WQ_Al_.75
Upper Guyandotte River | 2036 | WV1024868 | 021 | Rum Creek | WV-OGU-10-I | Cub Branch | WVOG-70-D | -81.8498 | 37.8343 | COYOTE COAL COMPANY LLC | 2016-12-09 | 19.82 | 0 |  | 19.82 | 0.28 | 0.48 | 0.1 | 0.18 | 2 | 3.47 | Unimpaired - Delete | 0.75_Al | Surface | WQ | Surface_WQ_0.75_Al | Surface_WQ_0.75_Al | Fe_WQ_Al_.75
Upper Guyandotte River | 2021 | WV1024868 | 022 | Dingess Run | WV-OGU-4-J | Georges Creek | WVOG-68-H | -81.8443 | 37.8387 | COYOTE COAL COMPANY LLC | 2016-12-09 | 22.42 | 0 |  | 22.42 | 0.37 | 0.64 | 0.17 | 0.3 | 2 | 3.47 | Unimpaired - Delete | 0.75_Al | Surface | WQ | Surface_WQ_0.75_Al | Surface_WQ_0.75_Al | Fe_WQ_Al_.75
Upper Guyandotte River | 2037 | WV1024868 | 002 | Rum Creek | WV-OGU-10 | Rum Creek | WVOG-70 | -81.8415 | 37.824 | COYOTE COAL COMPANY LLC | 2016-12-09 | 17.23 | 0 |  | 17.23 | 0.22 | 0.38 | 0.07 | 0.13 | 2 | 3.47 | Unimpaired - Delete | 0.75_Al | Surface | 1.0 in Trout | Surface_1.0 in Trout_0.75_Al | Surface_1.0 in Trout_0.75_Al | Fe_WQ_Al_.75
Upper Guyandotte River | 2037 | WV1024868 | 003 | Rum Creek | WV-OGU-10 | Rum Creek | WVOG-70 | -81.8443 | 37.8223 | COYOTE COAL COMPANY LLC | 2016-12-09 | 16.59 | 0 |  | 16.59 | 0.22 | 0.38 | 0.07 | 0.13 | 2 | 3.47 | Unimpaired - Delete | 0.75_Al | Surface | 1.0 in Trout | Surface_1.0 in Trout_0.75_Al | Surface_1.0 in Trout_0.75_Al | Fe_WQ_Al_.75
Upper Guyandotte River | 2036 | WV1024868 | 048 | Rum Creek | WV-OGU-10-I | Cub Branch | WVOG-70-D | -81.8393 | 37.8287 | COYOTE COAL COMPANY LLC | 2016-12-09 | 32.73 | 0 |  | 32.73 | 0.28 | 0.48 | 0.1 | 0.18 | 2 | 3.47 | Unimpaired - Delete | 0.75_Al | Surface | WQ | Surface_WQ_0.75_Al | Surface_WQ_0.75_Al | Fe_WQ_Al_.75
Upper Guyandotte River | 2037 | WV1024868 | 004 | Rum Creek | WV-OGU-10 | Rum Creek | WVOG-70 | -81.8462 | 37.8226 | COYOTE COAL COMPANY LLC | 2016-12-09 | 21.89 | 0 |  | 21.89 | 0.22 | 0.38 | 0.07 | 0.13 | 2 | 3.47 | Unimpaired - Delete | 0.75_Al | Surface | 1.0 in Trout | Surface_1.0 in Trout_0.75_Al | Surface_1.0 in Trout_0.75_Al | Fe_WQ_Al_.75
Upper Guyandotte River | 2036 | WV1024868 | 049 | Rum Creek | WV-OGU-10-I | Cub Branch | WVOG-70-D | -81.8371 | 37.8273 | COYOTE COAL COMPANY LLC | 2016-12-09 | 7.09 | 0 |  | 7.09 | 0.28 | 0.48 | 0.1 | 0.18 | 2 | 3.47 | Unimpaired - Delete | 0.75_Al | Surface | WQ | Surface_WQ_0.75_Al | Surface_WQ_0.75_Al | Fe_WQ_Al_.75
Upper Guyandotte River | 2036 | WV1024868 | 050 | Rum Creek | WV-OGU-10-I | Cub Branch | WVOG-70-D | -81.8329 | 37.829 | COYOTE COAL COMPANY LLC | 2016-12-09 | 36 | 0 |  | 36 | 0.28 | 0.48 | 0.1 | 0.18 | 2 | 3.47 | Unimpaired - Delete | 0.75_Al | Surface | WQ | Surface_WQ_0.75_Al | Surface_WQ_0.75_Al | Fe_WQ_Al_.75
Upper Guyandotte River | 2036 | WV1024868 | 051 | Rum Creek | WV-OGU-10-I | Cub Branch | WVOG-70-D | -81.8357 | 37.8295 | COYOTE COAL COMPANY LLC | 2016-12-09 | 17.07 | 0 |  | 17.07 | 0.28 | 0.48 | 0.1 | 0.18 | 2 | 3.47 | Unimpaired - Delete | 0.75_Al | Surface | WQ | Surface_WQ_0.75_Al | Surface_WQ_0.75_Al | Fe_WQ_Al_.75
Upper Guyandotte River | 2036 | WV1024868 | 052 | Rum Creek | WV-OGU-10-I | Cub Branch | WVOG-70-D | -81.8373 | 37.8304 | COYOTE COAL COMPANY LLC | 2016-12-09 | 4.26 | 0 |  | 4.26 | 0.28 | 0.48 | 0.1 | 0.18 | 2 | 3.47 | Unimpaired - Delete | 0.75_Al | Surface | WQ | Surface_WQ_0.75_Al | Surface_WQ_0.75_Al | Fe_WQ_Al_.75
Upper Guyandotte River | 2036 | WV1024868 | 053 | Rum Creek | WV-OGU-10-I | Cub Branch | WVOG-70-D | -81.8362 | 37.8323 | COYOTE COAL COMPANY LLC | 2016-12-09 | 16.87 | 0 |  | 16.87 | 0.28 | 0.48 | 0.1 | 0.18 | 2 | 3.47 | Unimpaired - Delete | 0.75_Al | Surface | WQ | Surface_WQ_0.75_Al | Surface_WQ_0.75_Al | Fe_WQ_Al_.75
Upper Guyandotte River | 2036 | WV1024868 | 054 | Rum Creek | WV-OGU-10-I | Cub Branch | WVOG-70-D | -81.8382 | 37.8323 | COYOTE COAL COMPANY LLC | 2016-12-09 | 41.51 | 0 |  | 41.51 | 0.28 | 0.48 | 0.1 | 0.18 | 2 | 3.47 | Unimpaired - Delete | 0.75_Al | Surface | WQ | Surface_WQ_0.75_Al | Surface_WQ_0.75_Al | Fe_WQ_Al_.75
Upper Guyandotte River | 2036 | WV1024868 | 055 | Rum Creek | WV-OGU-10-I | Cub Branch | WVOG-70-D | -81.8398 | 37.8321 | COYOTE COAL COMPANY LLC | 2016-12-09 | 24.19 | 0 |  | 24.19 | 0.28 | 0.48 | 0.1 | 0.18 | 2 | 3.47 | Unimpaired - Delete | 0.75_Al | Surface | WQ | Surface_WQ_0.75_Al | Surface_WQ_0.75_Al | Fe_WQ_Al_.75
Upper Guyandotte River | 2037 | WV1024868 | 005 | Rum Creek | WV-OGU-10 | Rum Creek | WVOG-70 | -81.8471 | 37.8237 | COYOTE COAL COMPANY LLC | 2016-12-09 | 5.49 | 0 |  | 5.49 | 0.22 | 0.38 | 0.07 | 0.13 | 2 | 3.47 | Unimpaired - Delete | 0.75_Al | Surface | 1.0 in Trout | Surface_1.0 in Trout_0.75_Al | Surface_1.0 in Trout_0.75_Al | Fe_WQ_Al_.75
Upper Guyandotte River | 2037 | WV1024868 | 006 | Rum Creek | WV-OGU-10 | Rum Creek | WVOG-70 | -81.8487 | 37.8237 | COYOTE COAL COMPANY LLC | 2016-12-09 | 11.6 | 0 |  | 11.6 | 0.22 | 0.38 | 0.07 | 0.13 | 2 | 3.47 | Unimpaired - Delete | 0.75_Al | Surface | 1.0 in Trout | Surface_1.0 in Trout_0.75_Al | Surface_1.0 in Trout_0.75_Al | Fe_WQ_Al_.75
Upper Guyandotte River | 2037 | WV1024868 | 007 | Rum Creek | WV-OGU-10 | Rum Creek | WVOG-70 | -81.8504 | 37.823 | COYOTE COAL COMPANY LLC | 2016-12-09 | 21.62 | 0 |  | 21.62 | 0.22 | 0.38 | 0.07 | 0.13 | 2 | 3.47 | Unimpaired - Delete | 0.75_Al | Surface | 1.0 in Trout | Surface_1.0 in Trout_0.75_Al | Surface_1.0 in Trout_0.75_Al | Fe_WQ_Al_.75
Upper Guyandotte River | 2037 | WV1024868 | 008 | Rum Creek | WV-OGU-10 | Rum Creek | WVOG-70 | -81.8518 | 37.8243 | COYOTE COAL COMPANY LLC | 2016-12-09 | 34.95 | 0 |  | 34.95 | 0.22 | 0.38 | 0.07 | 0.13 | 2 | 3.47 | Unimpaired - Delete | 0.75_Al | Surface | 1.0 in Trout | Surface_1.0 in Trout_0.75_Al | Surface_1.0 in Trout_0.75_Al | Fe_WQ_Al_.75
Upper Guyandotte River | 2154 | WV1024892 | 009 | Guyandotte River (Upper) | WV-OGU | Guyandotte River (upper) | WVOG-up | -81.8772 | 37.6446 | HAMPDEN COAL, LLC | 2012-06-05 | 5.32 | 0 |  | 5.32 | 1.42 | 2.46 | 3 | 6 | 2 | 3.47 | Unimpaired - Delete | 3.2_Al | Surface | WQ | Surface_WQ_3.2_Al | Surface_WQ_3.2_Al | Fe_WQ_Al_3.2
Upper Guyandotte River | 2154 | WV1024892 | 010 | Guyandotte River (Upper) | WV-OGU | Guyandotte River (upper) | WVOG-up | -81.8785 | 37.6436 | HAMPDEN COAL, LLC | 2012-06-05 | 10.35 | 0 |  | 10.35 | 1.42 | 2.46 | 3 | 6 | 2 | 3.47 | Unimpaired - Delete | 3.2_Al | Surface | WQ | Surface_WQ_3.2_Al | Surface_WQ_3.2_Al | Fe_WQ_Al_3.2
Upper Guyandotte River | 2165 | WV1024892 | 011 | Gilbert Creek | WV-OGU-47-B-3 | Browning Fork | WVOG-89-B-1 | -81.894 | 37.6417 | HAMPDEN COAL, LLC | 2012-06-05 | 38.46 | 0 |  | 38.46 | 1.42 | 2.46 | 0.73 | 1.27 | 1 | 1.73 | Unimpaired - Delete | 3.2_Al | Surface | WQ | Surface_WQ_3.2_Al | Surface_WQ_3.2_Al | Fe_WQ_Al_3.2
Upper Guyandotte River | 2165 | WV1024892 | 012 | Gilbert Creek | WV-OGU-47-B-3 | Browning Fork | WVOG-89-B-1 | -81.8956 | 37.6431 | HAMPDEN COAL, LLC | 2012-06-05 | 12 | 11.86 |  | 23.86 | 1.42 | 2.46 | 0.73 | 1.27 | 1 | 1.73 | Unimpaired - Delete | 3.2_Al | Surface | WQ | Surface_WQ_3.2_Al | Surface_WQ_3.2_Al | Fe_WQ_Al_3.2
Upper Guyandotte River | 2165 | WV1024892 | 013 | Gilbert Creek | WV-OGU-47-B-3 | Browning Fork | WVOG-89-B-1 | -81.8986 | 37.6448 | HAMPDEN COAL, LLC | 2012-06-05 | 10.1 | 0 |  | 10.1 | 1.42 | 2.46 | 0.73 | 1.27 | 1 | 1.73 | Unimpaired - Delete | 3.2_Al | Surface | WQ | Surface_WQ_3.2_Al | Surface_WQ_3.2_Al | Fe_WQ_Al_3.2
Upper Guyandotte River | 2165 | WV1024892 | 014 | Gilbert Creek | WV-OGU-47-B-3 | Browning Fork | WVOG-89-B-1 | -81.8964 | 37.6474 | HAMPDEN COAL, LLC | 2012-06-05 | 2.7 | 24.05 |  | 26.75 | 1.42 | 2.46 | 0.73 | 1.27 | 1 | 1.73 | Unimpaired - Delete | 3.2_Al | Surface | WQ | Surface_WQ_3.2_Al | Surface_WQ_3.2_Al | Fe_WQ_Al_3.2
Upper Guyandotte River | 2165 | WV1024892 | 015 | Gilbert Creek | WV-OGU-47-B-3 | Browning Fork | WVOG-89-B-1 | -81.8973 | 37.6493 | HAMPDEN COAL, LLC | 2012-06-05 | 4 | 34.77 |  | 38.77 | 1.42 | 2.46 | 0.73 | 1.27 | 1 | 1.73 | Unimpaired - Delete | 3.2_Al | Surface | WQ | Surface_WQ_3.2_Al | Surface_WQ_3.2_Al | Fe_WQ_Al_3.2
Upper Guyandotte River | 2165 | WV1024892 | 016 | Gilbert Creek | WV-OGU-47-B-3 | Browning Fork | WVOG-89-B-1 | -81.9006 | 37.6505 | HAMPDEN COAL, LLC | 2012-06-05 | 10.42 | 0 |  | 10.42 | 1.42 | 2.46 | 0.73 | 1.27 | 1 | 1.73 | Unimpaired - Delete | 3.2_Al | Surface | WQ | Surface_WQ_3.2_Al | Surface_WQ_3.2_Al | Fe_WQ_Al_3.2
Upper Guyandotte River | 2165 | WV1024892 | 017 | Gilbert Creek | WV-OGU-47-B-3 | Browning Fork | WVOG-89-B-1 | -81.9015 | 37.6526 | HAMPDEN COAL, LLC | 2012-06-05 | 9.8 | 0 |  | 9.8 | 1.42 | 2.46 | 0.73 | 1.27 | 1 | 1.73 | Unimpaired - Delete | 3.2_Al | Surface | WQ | Surface_WQ_3.2_Al | Surface_WQ_3.2_Al | Fe_WQ_Al_3.2
Upper Guyandotte River | 2165 | WV1024892 | 018 | Gilbert Creek | WV-OGU-47-B-3 | Browning Fork | WVOG-89-B-1 | -81.8966 | 37.6537 | HAMPDEN COAL, LLC | 2012-06-05 | 24.33 | 0 |  | 24.33 | 1.42 | 2.46 | 0.73 | 1.27 | 1 | 1.73 | Unimpaired - Delete | 3.2_Al | Surface | WQ | Surface_WQ_3.2_Al | Surface_WQ_3.2_Al | Fe_WQ_Al_3.2
Upper Guyandotte River | 2165 | WV1024892 | 019 | Gilbert Creek | WV-OGU-47-B-3 | Browning Fork | WVOG-89-B-1 | -81.8981 | 37.6561 | HAMPDEN COAL, LLC | 2012-06-05 | 24.59 | 0 |  | 24.59 | 1.42 | 2.46 | 0.73 | 1.27 | 1 | 1.73 | Unimpaired - Delete | 3.2_Al | Surface | WQ | Surface_WQ_3.2_Al | Surface_WQ_3.2_Al | Fe_WQ_Al_3.2
Upper Guyandotte River | 2153 | WV1024892 | 020 | Guyandotte River (Upper) | WV-OGU-42 | Canebrake Branch | WVOG-86 | -81.8819 | 37.6539 | HAMPDEN COAL, LLC | 2012-06-05 | 74.18 | 279.13 |  | 353.31 | 0.9 | 1.56 | 0.37 | 0.64 | 2 | 3.47 | Unimpaired - Delete | 0.75_Al | Surface | WQ | Surface_WQ_0.75_Al | Surface_WQ_0.75_Al | Fe_WQ_Al_.75
Upper Guyandotte River | 2153 | WV1024892 | 021 | Guyandotte River (Upper) | WV-OGU-42 | Canebrake Branch | WVOG-86 | -81.8808 | 37.6506 | HAMPDEN COAL, LLC | 2012-06-05 | 205.76 | 41.99 |  | 247.75 | 0.9 | 1.56 | 0.37 | 0.64 | 2 | 3.47 | Unimpaired - Delete | 0.75_Al | Surface | WQ | Surface_WQ_0.75_Al | Surface_WQ_0.75_Al | Fe_WQ_Al_.75
Upper Guyandotte River | 2153 | WV1024892 | 006 | Guyandotte River (Upper) | WV-OGU-42 | Canebrake Branch | WVOG-86 | -81.8812 | 37.6441 | HAMPDEN COAL, LLC | 2012-06-05 | 24.9 | 0 |  | 24.9 | 0.9 | 1.56 | 0.37 | 0.64 | 1 | 1.73 | Unimpaired - Delete | 0.75_Al | Surface | WQ | Surface_WQ_0.75_Al | Surface_WQ_0.75_Al | Fe_WQ_Al_.75
Upper Guyandotte River | 2153 | WV1024892 | 007 | Guyandotte River (Upper) | WV-OGU-42 | Canebrake Branch | WVOG-86 | -81.8776 | 37.6494 | HAMPDEN COAL, LLC | 2012-06-05 | 6.9 | 0 |  | 6.9 | 0.9 | 1.56 | 0.37 | 0.64 | 1 | 1.73 | Unimpaired - Delete | 0.75_Al | Surface | WQ | Surface_WQ_0.75_Al | Surface_WQ_0.75_Al | Fe_WQ_Al_.75
Upper Guyandotte River | 2153 | WV1024892 | 008 | Guyandotte River (Upper) | WV-OGU-42 | Canebrake Branch | WVOG-86 | -81.8758 | 37.6466 | HAMPDEN COAL, LLC | 2012-06-05 | 3.67 | 0 |  | 3.67 | 0.9 | 1.56 | 0.37 | 0.64 | 1 | 1.73 | Unimpaired - Delete | 0.75_Al | Surface | WQ | Surface_WQ_0.75_Al | Surface_WQ_0.75_Al | Fe_WQ_Al_.75
Upper Guyandotte River | 2092 | WV1024973 | 001 | Huff Creek | WV-OGU-28 | Huff Creek | WVOG-76 | -81.8618 | 37.7371 | HAMPDEN COAL, LLC | 2012-10-19 | 6 | 6.14 |  | 12.14 | 1.42 | 2.46 | 0.55 | 0.96 | 2 | 3.47 | Unimpaired - Delete | 3.2_Al | Surface | WQ | Surface_WQ_3.2_Al | Surface_WQ_3.2_Al | Fe_WQ_Al_3.2
Upper Guyandotte River | 2092 | WV1024973 | 002 | Huff Creek | WV-OGU-28 | Huff Creek | WVOG-76 | -81.8629 | 37.7365 | HAMPDEN COAL, LLC | 2012-10-19 | 19 | 19.07 |  | 38.07 | 1.42 | 2.46 | 0.55 | 0.96 | 2 | 3.47 | Unimpaired - Delete | 3.2_Al | Surface | WQ | Surface_WQ_3.2_Al | Surface_WQ_3.2_Al | Fe_WQ_Al_3.2
Upper Guyandotte River | 2092 | WV1024973 | 003 | Huff Creek | WV-OGU-28 | Huff Creek | WVOG-76 | -81.8646 | 37.7351 | HAMPDEN COAL, LLC | 2012-10-19 | 14 | 13.68 |  | 27.68 | 1.42 | 2.46 | 0.55 | 0.96 | 2 | 3.47 | Unimpaired - Delete | 3.2_Al | Surface | WQ | Surface_WQ_3.2_Al | Surface_WQ_3.2_Al | Fe_WQ_Al_3.2
Upper Guyandotte River | 2092 | WV1024973 | 004 | Huff Creek | WV-OGU-28 | Huff Creek | WVOG-76 | -81.8665 | 37.7337 | HAMPDEN COAL, LLC | 2012-10-19 | 10 | 10.03 |  | 20.03 | 1.42 | 2.46 | 0.55 | 0.96 | 2 | 3.47 | Unimpaired - Delete | 3.2_Al | Surface | WQ | Surface_WQ_3.2_Al | Surface_WQ_3.2_Al | Fe_WQ_Al_3.2
Upper Guyandotte River | 2154 | WV1025007 | 009 | Guyandotte River (Upper) | WV-OGU | Guyandotte River (upper) | WVOG-up | -81.8818 | 37.6418 | HAMPDEN COAL, LLC | 2011-07-18 | 5.43 | 0 |  | 5.43 | 1.42 | 2.46 | 1.73 | 3 | 2 | 3.47 | Unimpaired - Delete | 3.2_Al | Surface | WQ | Surface_WQ_3.2_Al | Surface_WQ_3.2_Al | Fe_WQ_Al_3.2
Upper Guyandotte River | 2153 | WV1025007 | 010 | Guyandotte River (Upper) | WV-OGU-42 | Canebrake Branch | WVOG-86 | -81.8837 | 37.6426 | HAMPDEN COAL, LLC | 2011-07-18 | 3.83 | 0 |  | 3.83 | 1.42 | 2.46 | 0.77 | 1.33 | 2 | 3.47 | Unimpaired - Delete | 3.2_Al | Surface | WQ | Surface_WQ_3.2_Al | Surface_WQ_3.2_Al | Fe_WQ_Al_3.2
Upper Guyandotte River | 2153 | WV1025007 | 011 | Guyandotte River (Upper) | WV-OGU-42 | Canebrake Branch | WVOG-86 | -81.8851 | 37.6418 | HAMPDEN COAL, LLC | 2011-07-18 | 3.83 | 0 |  | 3.83 | 1.42 | 2.46 | 0.77 | 1.33 | 2 | 3.47 | Unimpaired - Delete | 3.2_Al | Surface | WQ | Surface_WQ_3.2_Al | Surface_WQ_3.2_Al | Fe_WQ_Al_3.2
Upper Guyandotte River | 2153 | WV1025007 | 012 | Guyandotte River (Upper) | WV-OGU-42 | Canebrake Branch | WVOG-86 | -81.8882 | 37.6418 | HAMPDEN COAL, LLC | 2011-07-18 | 3.83 | 0 |  | 3.83 | 1.42 | 2.46 | 0.77 | 1.33 | 2 | 3.47 | Unimpaired - Delete | 3.2_Al | Surface | WQ | Surface_WQ_3.2_Al | Surface_WQ_3.2_Al | Fe_WQ_Al_3.2
Upper Guyandotte River | 2165 | WV1025007 | 013 | Gilbert Creek | WV-OGU-47-B-3 | Browning Fork | WVOG-89-B-1 | -81.8923 | 37.6404 | HAMPDEN COAL, LLC | 2011-07-18 | 4.45 | 0 |  | 4.45 | 1.42 | 2.46 | 1.73 | 3 | 1 | 1.73 | Unimpaired - Delete | 3.2_Al | Surface | WQ | Surface_WQ_3.2_Al | Surface_WQ_3.2_Al | Fe_WQ_Al_3.2
Upper Guyandotte River | 2165 | WV1025007 | 014 | Gilbert Creek | WV-OGU-47-B-3 | Browning Fork | WVOG-89-B-1 | -81.8948 | 37.639 | HAMPDEN COAL, LLC | 2011-07-18 | 4.45 | 0 |  | 4.45 | 1.42 | 2.46 | 1.73 | 3 | 1 | 1.73 | Unimpaired - Delete | 3.2_Al | Surface | WQ | Surface_WQ_3.2_Al | Surface_WQ_3.2_Al | Fe_WQ_Al_3.2
Upper Guyandotte River | 2165 | WV1025007 | 015 | Gilbert Creek | WV-OGU-47-B-3 | Browning Fork | WVOG-89-B-1 | -81.8962 | 37.6384 | HAMPDEN COAL, LLC | 2011-07-18 | 1.58 | 0 |  | 1.58 | 1.42 | 2.46 | 1.73 | 3 | 1 | 1.73 | Unimpaired - Delete | 3.2_Al | Surface | WQ | Surface_WQ_3.2_Al | Surface_WQ_3.2_Al | Fe_WQ_Al_3.2
Upper Guyandotte River | 2164 | WV1025007 | 001 | Gilbert Creek | WV-OGU-47-B | Horsepen Creek | WVOG-89-B | -81.8954 | 37.6379 | HAMPDEN COAL, LLC | 2011-07-18 | 1.58 | 0 |  | 1.58 | 1.42 | 2.46 | 0.72 | 1.24 | 1 | 1.73 | Unimpaired - Delete | 3.2_Al | Surface | WQ | Surface_WQ_3.2_Al | Surface_WQ_3.2_Al | Fe_WQ_Al_3.2
Upper Guyandotte River | 2164 | WV1025007 | 002 | Gilbert Creek | WV-OGU-47-B | Horsepen Creek | WVOG-89-B | -81.8937 | 37.6387 | HAMPDEN COAL, LLC | 2011-07-18 | 1.58 | 0 |  | 1.58 | 1.42 | 2.46 | 0.72 | 1.24 | 1 | 1.73 | Unimpaired - Delete | 3.2_Al | Surface | WQ | Surface_WQ_3.2_Al | Surface_WQ_3.2_Al | Fe_WQ_Al_3.2
Upper Guyandotte River | 2164 | WV1025007 | 003 | Gilbert Creek | WV-OGU-47-B | Horsepen Creek | WVOG-89-B | -81.8921 | 37.6376 | HAMPDEN COAL, LLC | 2011-07-18 | 1.58 | 0 |  | 1.58 | 1.42 | 2.46 | 0.43 | 0.75 | 1 | 1.73 | Unimpaired - Delete | 3.2_Al | Surface | WQ | Surface_WQ_3.2_Al | Surface_WQ_3.2_Al | Fe_WQ_Al_3.2
Upper Guyandotte River | 2163 | WV1025007 | 004 | Gilbert Creek | WV-OGU-47-B-1 | Lower Pete Branch | WVOG-89-B-0.3 | -81.8898 | 37.6379 | HAMPDEN COAL, LLC | 2011-07-18 | 51.8 | 0 |  | 51.8 | 0.48 | 0.83 | 0.28 | 0.49 | 0.29 | 0.5 | Unimpaired - Delete | 0.75_Al | Surface | WQ | Surface_WQ_0.75_Al | Surface_WQ_0.75_Al | Fe_WQ_Al_.75
Upper Guyandotte River | 2154 | WV1025007 | 005 | Guyandotte River (Upper) | WV-OGU | Guyandotte River (upper) | WVOG-up | -81.8843 | 37.6376 | HAMPDEN COAL, LLC | 2011-07-18 | 1.25 | 0 |  | 1.25 | 0.48 | 0.83 | 0.28 | 0.49 | 0.29 | 0.5 | Unimpaired - Delete | 0.75_Al | Surface | WQ | Surface_WQ_0.75_Al | Surface_WQ_0.75_Al | Fe_WQ_Al_.75
Upper Guyandotte River | 2154 | WV1025007 | 006 | Guyandotte River (Upper) | WV-OGU | Guyandotte River (upper) | WVOG-up | -81.8835 | 37.6382 | HAMPDEN COAL, LLC | 2011-07-18 | 2.5 | 0 |  | 2.5 | 1.42 | 2.46 | 1.73 | 3 | 2 | 3.46 | Unimpaired - Delete | 3.2_Al | Surface | WQ | Surface_WQ_3.2_Al | Surface_WQ_3.2_Al | Fe_WQ_Al_3.2
Upper Guyandotte River | 2154 | WV1025007 | 007 | Guyandotte River (Upper) | WV-OGU | Guyandotte River (upper) | WVOG-up | -81.8832 | 37.6396 | HAMPDEN COAL, LLC | 2011-07-18 | 4 | 13.7 |  | 17.7 | 1.42 | 2.46 | 1.73 | 3 | 2 | 3.47 | Unimpaired - Delete | 3.2_Al | Surface | WQ | Surface_WQ_3.2_Al | Surface_WQ_3.2_Al | Fe_WQ_Al_3.2
Upper Guyandotte River | 2154 | WV1025007 | 008 | Guyandotte River (Upper) | WV-OGU | Guyandotte River (upper) | WVOG-up | -81.8829 | 37.6409 | HAMPDEN COAL, LLC | 2011-07-18 | 5.43 | 0 |  | 5.43 | 1.42 | 2.46 | 1.73 | 3 | 2 | 3.47 | Unimpaired - Delete | 3.2_Al | Surface | WQ | Surface_WQ_3.2_Al | Surface_WQ_3.2_Al | Fe_WQ_Al_3.2
Upper Guyandotte River | 2102 | WV1025015 | 009 | Huff Creek | WV-OGU-28-Q | Toney Fork | WVOG-76-L | -81.6748 | 37.7709 | GREENBRIER MINERALS, LLC | 2013-02-15 | 3.56 | 0 |  | 3.56 | 0.84 | 1.46 | 1.13 | 1.96 | 1 | 1.73 | Unimpaired - Delete | 3.2_Al | Surface | WQ | Surface_WQ_3.2_Al | Surface_WQ_3.2_Al | Fe_WQ_Al_3.2
Upper Guyandotte River | 2120 | WV1025015 | 010 | Huff Creek | WV-OGU-28-Z | Sycamore Creek | WVOG-76-P | -81.6759 | 37.7676 | GREENBRIER MINERALS, LLC | 2013-02-15 | 2.89 | 0 |  | 2.89 | 0.84 | 1.46 | 1.13 | 1.96 | 1 | 1.73 | Unimpaired - Delete | 3.2_Al | Surface | WQ | Surface_WQ_3.2_Al | Surface_WQ_3.2_Al | Fe_WQ_Al_3.2
Upper Guyandotte River | 2120 | WV1025015 | 011 | Huff Creek | WV-OGU-28-Z | Sycamore Creek | WVOG-76-P | -81.6765 | 37.7654 | GREENBRIER MINERALS, LLC | 2013-02-15 | 8.21 | 0 |  | 8.21 | 1.42 | 2.46 | 1.32 | 2.29 | 1 | 1.73 | Unimpaired - Delete | 3.2_Al | Surface | WQ | Surface_WQ_3.2_Al | Surface_WQ_3.2_Al | Fe_WQ_Al_3.2
Upper Guyandotte River | 2120 | WV1025015 | 012 | Huff Creek | WV-OGU-28-Z | Sycamore Creek | WVOG-76-P | -81.6768 | 37.7629 | GREENBRIER MINERALS, LLC | 2013-02-15 | 0.71 | 0 |  | 0.71 | 1.42 | 2.46 | 1.32 | 2.29 | 1 | 1.73 | Unimpaired - Delete | 3.2_Al | Surface | WQ | Surface_WQ_3.2_Al | Surface_WQ_3.2_Al | Fe_WQ_Al_3.2
Upper Guyandotte River | 2119 | WV1025015 | 013 | Huff Creek | WV-OGU-28 | Huff Creek | WVOG-76 | -81.6798 | 37.764 | GREENBRIER MINERALS, LLC | 2013-02-15 | 5.3 | 0 |  | 5.3 | 1.42 | 2.46 | 1.73 | 3 | 2 | 3.47 | Unimpaired - Delete | 3.2_Al | Surface | WQ | Surface_WQ_3.2_Al | Surface_WQ_3.2_Al | Fe_WQ_Al_3.2
Upper Guyandotte River | 2102 | WV1025015 | 014 | Huff Creek | WV-OGU-28-Q | Toney Fork | WVOG-76-L | -81.6798 | 37.7651 | GREENBRIER MINERALS, LLC | 2013-02-15 | 1.23 | 0 |  | 1.23 | 1.42 | 2.46 | 0.43 | 0.75 | 2 | 3.47 | Unimpaired - Delete | 3.2_Al | Surface | WQ | Surface_WQ_3.2_Al | Surface_WQ_3.2_Al | Fe_WQ_Al_3.2
Upper Guyandotte River | 2102 | WV1025015 | 015 | Huff Creek | WV-OGU-28-Q | Toney Fork | WVOG-76-L | -81.6787 | 37.7662 | GREENBRIER MINERALS, LLC | 2013-02-15 | 4.7 | 0 |  | 4.7 | 1.42 | 2.46 | 0.55 | 0.96 | 1 | 1.73 | Unimpaired - Delete | 3.2_Al | Surface | WQ | Surface_WQ_3.2_Al | Surface_WQ_3.2_Al | Fe_WQ_Al_3.2
Upper Guyandotte River | 2102 | WV1025015 | 016 | Huff Creek | WV-OGU-28-Q | Toney Fork | WVOG-76-L | -81.6765 | 37.7676 | GREENBRIER MINERALS, LLC | 2013-02-15 | 5.1 | 0 |  | 5.1 | 1.42 | 2.46 | 0.55 | 0.96 | 1 | 1.73 | Unimpaired - Delete | 3.2_Al | Surface | WQ | Surface_WQ_3.2_Al | Surface_WQ_3.2_Al | Fe_WQ_Al_3.2
Upper Guyandotte River | 2102 | WV1025015 | 017 | Huff Creek | WV-OGU-28-Q | Toney Fork | WVOG-76-L | -81.6751 | 37.7709 | GREENBRIER MINERALS, LLC | 2013-02-15 | 4.42 | 0 |  | 4.42 | 1.42 | 2.46 | 0.55 | 0.96 | 1 | 1.73 | Unimpaired - Delete | 3.2_Al | Surface | WQ | Surface_WQ_3.2_Al | Surface_WQ_3.2_Al | Fe_WQ_Al_3.2
Upper Guyandotte River | 2102 | WV1025015 | 018 | Huff Creek | WV-OGU-28-Q | Toney Fork | WVOG-76-L | -81.6757 | 37.7729 | GREENBRIER MINERALS, LLC | 2013-02-15 | 3.1 | 0 |  | 3.1 | 1.42 | 2.46 | 0.55 | 0.96 | 1 | 1.73 | Unimpaired - Delete | 3.2_Al | Surface | WQ | Surface_WQ_3.2_Al | Surface_WQ_3.2_Al | Fe_WQ_Al_3.2
Upper Guyandotte River | 2120 | WV1025015 | 001 | Huff Creek | WV-OGU-28-Z | Sycamore Creek | WVOG-76-P | -81.6593 | 37.7773 | GREENBRIER MINERALS, LLC | 2013-02-15 | 1.83 | 0 |  | 1.83 | 1.42 | 2.46 | 1.73 | 3 | 2 | 3.47 | Unimpaired - Delete | 3.2_Al | Surface | WQ | Surface_WQ_3.2_Al | Surface_WQ_3.2_Al | Fe_WQ_Al_3.2
Upper Guyandotte River | 2102 | WV1025015 | 019 | Huff Creek | WV-OGU-28-Q | Toney Fork | WVOG-76-L | -81.6787 | 37.7729 | GREENBRIER MINERALS, LLC | 2013-02-15 | 6.03 | 0 |  | 6.03 | 1.42 | 2.46 | 0.55 | 0.96 | 1 | 1.73 | Unimpaired - Delete | 3.2_Al | Surface | WQ | Surface_WQ_3.2_Al | Surface_WQ_3.2_Al | Fe_WQ_Al_3.2
Upper Guyandotte River | 2102 | WV1025015 | 020 | Huff Creek | WV-OGU-28-Q | Toney Fork | WVOG-76-L | -81.6804 | 37.7734 | GREENBRIER MINERALS, LLC | 2013-02-15 | 6.87 | 0 |  | 6.87 | 1.42 | 2.46 | 0.55 | 0.96 | 1 | 1.73 | Unimpaired - Delete | 3.2_Al | Surface | WQ | Surface_WQ_3.2_Al | Surface_WQ_3.2_Al | Fe_WQ_Al_3.2
Upper Guyandotte River | 2102 | WV1025015 | 021 | Huff Creek | WV-OGU-28-Q | Toney Fork | WVOG-76-L | -81.6826 | 37.7746 | GREENBRIER MINERALS, LLC | 2013-02-15 | 12.91 | 0 |  | 12.91 | 0.6 | 1.04 | 0.21 | 0.37 | 1 | 1.73 | Unimpaired - Delete | 0.75_Al | Surface | WQ | Surface_WQ_0.75_Al | Surface_WQ_0.75_Al | Fe_WQ_Al_.75
Upper Guyandotte River | 2102 | WV1025015 | 022 | Huff Creek | WV-OGU-28-Q | Toney Fork | WVOG-76-L | -81.6862 | 37.7743 | GREENBRIER MINERALS, LLC | 2013-02-15 | 21.27 | 0 |  | 21.27 | 0.6 | 1.04 | 0.21 | 0.37 | 1 | 1.73 | Unimpaired - Delete | 0.75_Al | Surface | WQ | Surface_WQ_0.75_Al | Surface_WQ_0.75_Al | Fe_WQ_Al_.75
Upper Guyandotte River | 2102 | WV1025015 | 023 | Huff Creek | WV-OGU-28-Q | Toney Fork | WVOG-76-L | -81.6865 | 37.7721 | GREENBRIER MINERALS, LLC | 2013-02-15 | 8.8 | 0 |  | 8.8 | 0.6 | 1.04 | 0.21 | 0.37 | 1 | 1.73 | Unimpaired - Delete | 0.75_Al | Surface | WQ | Surface_WQ_0.75_Al | Surface_WQ_0.75_Al | Fe_WQ_Al_.75
Upper Guyandotte River | 2101 | WV1025015 | 024 | Huff Creek | WV-OGU-28-Q | Toney Fork | WVOG-76-L | -81.6898 | 37.7721 | GREENBRIER MINERALS, LLC | 2013-02-15 | 10.94 | 0 |  | 10.94 | 0.79 | 1.37 | 0.29 | 0.5 | 1 | 1.73 | Unimpaired - Delete | 0.75_Al | Surface | WQ | Surface_WQ_0.75_Al | Surface_WQ_0.75_Al | Fe_WQ_Al_.75
Upper Guyandotte River | 2101 | WV1025015 | 025 | Huff Creek | WV-OGU-28-Q | Toney Fork | WVOG-76-L | -81.6929 | 37.7723 | GREENBRIER MINERALS, LLC | 2013-02-15 | 20.08 | 0 |  | 20.08 | 0.79 | 1.37 | 0.29 | 0.5 | 1 | 1.73 | Unimpaired - Delete | 0.75_Al | Surface | WQ | Surface_WQ_0.75_Al | Surface_WQ_0.75_Al | Fe_WQ_Al_.75
Upper Guyandotte River | 2101 | WV1025015 | 026 | Huff Creek | WV-OGU-28-Q | Toney Fork | WVOG-76-L | -81.6946 | 37.7712 | GREENBRIER MINERALS, LLC | 2013-02-15 | 8.98 | 0 |  | 8.98 | 0.79 | 1.37 | 0.29 | 0.5 | 1 | 1.73 | Unimpaired - Delete | 0.75_Al | Surface | WQ | Surface_WQ_0.75_Al | Surface_WQ_0.75_Al | Fe_WQ_Al_.75
Upper Guyandotte River | 2077 | WV1025015 | 027 | Buffalo Creek | WV-OGU-27-R | Dingess Branch | WVOG-75-H | -81.7001 | 37.7737 | GREENBRIER MINERALS, LLC | 2013-02-15 | 23.65 | 0 |  | 23.65 | 0.92 | 1.6 | 0.4 | 0.7 | 2 | 3.47 | Unimpaired - Delete | 0.75_Al | Surface | WQ | Surface_WQ_0.75_Al | Surface_WQ_0.75_Al | Fe_WQ_Al_.75
Upper Guyandotte River | 2077 | WV1025015 | 028 | Buffalo Creek | WV-OGU-27-R | Dingess Branch | WVOG-75-H | -81.699 | 37.7757 | GREENBRIER MINERALS, LLC | 2013-02-15 | 17.42 | 0 |  | 17.42 | 0.92 | 1.6 | 0.4 | 0.7 | 2 | 3.47 | Unimpaired - Delete | 0.75_Al | Surface | WQ | Surface_WQ_0.75_Al | Surface_WQ_0.75_Al | Fe_WQ_Al_.75
Upper Guyandotte River | 2120 | WV1025015 | 002 | Huff Creek | WV-OGU-28-Z | Sycamore Creek | WVOG-76-P | -81.6618 | 37.7768 | GREENBRIER MINERALS, LLC | 2013-02-15 | 2.21 | 0 |  | 2.21 | 1.42 | 2.46 | 1.73 | 3 | 2 | 3.47 | Unimpaired - Delete | 3.2_Al | Surface | WQ | Surface_WQ_3.2_Al | Surface_WQ_3.2_Al | Fe_WQ_Al_3.2
Upper Guyandotte River | 2077 | WV1025015 | 029 | Buffalo Creek | WV-OGU-27-R | Dingess Branch | WVOG-75-H | -81.7004 | 37.7762 | GREENBRIER MINERALS, LLC | 2013-02-15 | 7.71 | 0 |  | 7.71 | 0.92 | 1.6 | 0.4 | 0.7 | 2 | 3.47 | Unimpaired - Delete | 0.75_Al | Surface | WQ | Surface_WQ_0.75_Al | Surface_WQ_0.75_Al | Fe_WQ_Al_.75
Upper Guyandotte River | 2077 | WV1025015 | 030 | Buffalo Creek | WV-OGU-27-R | Dingess Branch | WVOG-75-H | -81.7026 | 37.7757 | GREENBRIER MINERALS, LLC | 2013-02-15 | 7.47 | 0 |  | 7.47 | 0.92 | 1.6 | 0.4 | 0.7 | 2 | 3.47 | Unimpaired - Delete | 0.75_Al | Surface | WQ | Surface_WQ_0.75_Al | Surface_WQ_0.75_Al | Fe_WQ_Al_.75
Upper Guyandotte River | 2077 | WV1025015 | 031 | Buffalo Creek | WV-OGU-27-R | Dingess Branch | WVOG-75-H | -81.7043 | 37.7748 | GREENBRIER MINERALS, LLC | 2013-02-15 | 3.67 | 0 |  | 3.67 | 0.92 | 1.6 | 0.4 | 0.7 | 2 | 3.47 | Unimpaired - Delete | 0.75_Al | Surface | WQ | Surface_WQ_0.75_Al | Surface_WQ_0.75_Al | Fe_WQ_Al_.75
Upper Guyandotte River | 2077 | WV1025015 | 032 | Buffalo Creek | WV-OGU-27-R | Dingess Branch | WVOG-75-H | -81.7059 | 37.7771 | GREENBRIER MINERALS, LLC | 2013-02-15 | 11.19 | 0 |  | 11.19 | 0.92 | 1.6 | 0.4 | 0.7 | 2 | 3.47 | Unimpaired - Delete | 0.75_Al | Surface | WQ | Surface_WQ_0.75_Al | Surface_WQ_0.75_Al | Fe_WQ_Al_.75
Upper Guyandotte River | 2077 | WV1025015 | 033 | Buffalo Creek | WV-OGU-27-R | Dingess Branch | WVOG-75-H | -81.7084 | 37.7782 | GREENBRIER MINERALS, LLC | 2013-02-15 | 13.98 | 0 |  | 13.98 | 0.92 | 1.6 | 0.4 | 0.7 | 2 | 3.47 | Unimpaired - Delete | 0.75_Al | Surface | WQ | Surface_WQ_0.75_Al | Surface_WQ_0.75_Al | Fe_WQ_Al_.75
Upper Guyandotte River | 2077 | WV1025015 | 034 | Buffalo Creek | WV-OGU-27-R | Dingess Branch | WVOG-75-H | -81.7107 | 37.7798 | GREENBRIER MINERALS, LLC | 2013-02-15 | 8.26 | 0 |  | 8.26 | 0.92 | 1.6 | 0.4 | 0.7 | 2 | 3.47 | Unimpaired - Delete | 0.75_Al | Surface | WQ | Surface_WQ_0.75_Al | Surface_WQ_0.75_Al | Fe_WQ_Al_.75
Upper Guyandotte River | 2077 | WV1025015 | 035 | Buffalo Creek | WV-OGU-27-R | Dingess Branch | WVOG-75-H | -81.7126 | 37.7818 | GREENBRIER MINERALS, LLC | 2013-02-15 | 15.5 | 0 |  | 15.5 | 0.92 | 1.6 | 0.4 | 0.7 | 2 | 3.47 | Unimpaired - Delete | 0.75_Al | Surface | WQ | Surface_WQ_0.75_Al | Surface_WQ_0.75_Al | Fe_WQ_Al_.75
Upper Guyandotte River | 2079 | WV1025015 | 036 | Buffalo Creek | WV-OGU-27-T | Davy Branch | WVOG-75-I | -81.7143 | 37.7893 | GREENBRIER MINERALS, LLC | 2013-02-15 | 13.45 | 0 |  | 13.45 | 1.42 | 2.46 | 0.43 | 0.75 | 2 | 3.47 | Unimpaired - Delete | 3.2_Al | Surface | WQ | Surface_WQ_3.2_Al | Surface_WQ_3.2_Al | Fe_WQ_Al_3.2
Upper Guyandotte River | 2079 | WV1025015 | 037 | Buffalo Creek | WV-OGU-27-T | Davy Branch | WVOG-75-I | -81.7137 | 37.7859 | GREENBRIER MINERALS, LLC | 2013-02-15 | 17.23 | 0 |  | 17.23 | 1.42 | 2.46 | 0.43 | 0.75 | 2 | 3.47 | Unimpaired - Delete | 3.2_Al | Surface | WQ | Surface_WQ_3.2_Al | Surface_WQ_3.2_Al | Fe_WQ_Al_3.2
Upper Guyandotte River | 2079 | WV1025015 | 038 | Buffalo Creek | WV-OGU-27-T | Davy Branch | WVOG-75-I | -81.709 | 37.7818 | GREENBRIER MINERALS, LLC | 2013-02-15 | 4.24 | 0 |  | 4.24 | 0.47 | 0.81 | 0.15 | 0.27 | 2 | 3.47 | Unimpaired - Delete | 0.75_Al | Surface | WQ | Surface_WQ_0.75_Al | Surface_WQ_0.75_Al | Fe_WQ_Al_.75
Upper Guyandotte River | 2120 | WV1025015 | 003 | Huff Creek | WV-OGU-28-Z | Sycamore Creek | WVOG-76-P | -81.6623 | 37.7768 | GREENBRIER MINERALS, LLC | 2013-02-15 | 1.97 | 0 |  | 1.97 | 1.42 | 2.46 | 1.73 | 3 | 2 | 3.47 | Unimpaired - Delete | 3.2_Al | Surface | WQ | Surface_WQ_3.2_Al | Surface_WQ_3.2_Al | Fe_WQ_Al_3.2
Upper Guyandotte River | 2079 | WV1025015 | 039 | Buffalo Creek | WV-OGU-27-T | Davy Branch | WVOG-75-I | -81.7046 | 37.7773 | GREENBRIER MINERALS, LLC | 2013-02-15 | 1.23 | 0 |  | 1.23 | 0.47 | 0.81 | 0.15 | 0.27 | 2 | 3.47 | Unimpaired - Delete | 0.75_Al | Surface | WQ | Surface_WQ_0.75_Al | Surface_WQ_0.75_Al | Fe_WQ_Al_.75
Upper Guyandotte River | 2079 | WV1025015 | 040 | Buffalo Creek | WV-OGU-27-T | Davy Branch | WVOG-75-I | -81.6976 | 37.7776 | GREENBRIER MINERALS, LLC | 2013-02-15 | 81.52 | 0 |  | 81.52 | 0.47 | 0.81 | 0.15 | 0.27 | 2 | 3.47 | Unimpaired - Delete | 0.75_Al | Surface | WQ | Surface_WQ_0.75_Al | Surface_WQ_0.75_Al | Fe_WQ_Al_.75
Upper Guyandotte River | 2079 | WV1025015 | 041 | Buffalo Creek | WV-OGU-27-T | Davy Branch | WVOG-75-I | -81.6951 | 37.7804 | GREENBRIER MINERALS, LLC | 2013-02-15 | 109.3 | 0 |  | 109.3 | 0.47 | 0.81 | 0.15 | 0.27 | 2 | 3.47 | Unimpaired - Delete | 0.75_Al | Surface | WQ | Surface_WQ_0.75_Al | Surface_WQ_0.75_Al | Fe_WQ_Al_.75
Upper Guyandotte River | 2079 | WV1025015 | 042 | Buffalo Creek | WV-OGU-27-T | Davy Branch | WVOG-75-I | -81.6948 | 37.7812 | GREENBRIER MINERALS, LLC | 2013-02-15 | 2.99 | 0 |  | 2.99 | 0.47 | 0.81 | 0.15 | 0.27 | 2 | 3.47 | Unimpaired - Delete | 0.75_Al | Surface | WQ | Surface_WQ_0.75_Al | Surface_WQ_0.75_Al | Fe_WQ_Al_.75
Upper Guyandotte River | 2079 | WV1025015 | 043 | Buffalo Creek | WV-OGU-27-T | Davy Branch | WVOG-75-I | -81.6993 | 37.7829 | GREENBRIER MINERALS, LLC | 2013-02-15 | 4.94 | 0 |  | 4.94 | 0.47 | 0.81 | 0.15 | 0.27 | 2 | 3.47 | Unimpaired - Delete | 0.75_Al | Surface | WQ | Surface_WQ_0.75_Al | Surface_WQ_0.75_Al | Fe_WQ_Al_.75
Upper Guyandotte River | 2079 | WV1025015 | 044 | Buffalo Creek | WV-OGU-27-T | Davy Branch | WVOG-75-I | -81.6982 | 37.7837 | GREENBRIER MINERALS, LLC | 2013-02-15 | 3.79 | 0 |  | 3.79 | 0.95 | 1.65 | 0.3 | 0.52 | 2 | 3.47 | Unimpaired - Delete | 0.75_Al | Surface | WQ | Surface_WQ_0.75_Al | Surface_WQ_0.75_Al | Fe_WQ_Al_.75
Upper Guyandotte River | 2079 | WV1025015 | 045 | Buffalo Creek | WV-OGU-27-T | Davy Branch | WVOG-75-I | -81.6882 | 37.7823 | GREENBRIER MINERALS, LLC | 2013-02-15 | 17.19 | 0 |  | 17.19 | 0.95 | 1.65 | 0.3 | 0.52 | 2 | 3.47 | Unimpaired - Delete | 0.75_Al | Surface | WQ | Surface_WQ_0.75_Al | Surface_WQ_0.75_Al | Fe_WQ_Al_.75
Upper Guyandotte River | 2079 | WV1025015 | 046 | Buffalo Creek | WV-OGU-27-T | Davy Branch | WVOG-75-I | -81.6907 | 37.7859 | GREENBRIER MINERALS, LLC | 2013-02-15 | 5.9 | 0 |  | 5.9 | 0.95 | 1.65 | 0.3 | 0.52 | 2 | 3.47 | Unimpaired - Delete | 0.75_Al | Surface | WQ | Surface_WQ_0.75_Al | Surface_WQ_0.75_Al | Fe_WQ_Al_.75
Upper Guyandotte River | 2079 | WV1025015 | 047 | Buffalo Creek | WV-OGU-27-T | Davy Branch | WVOG-75-I | -81.6904 | 37.7865 | GREENBRIER MINERALS, LLC | 2013-02-15 | 5.98 | 0 |  | 5.98 | 0.57 | 0.98 | 0.33 | 0.57 | 2 | 3.47 | Unimpaired - Delete | 0.75_Al | Surface | WQ | Surface_WQ_0.75_Al | Surface_WQ_0.75_Al | Fe_WQ_Al_.75
Upper Guyandotte River | 2079 | WV1025015 | 048 | Buffalo Creek | WV-OGU-27-T | Davy Branch | WVOG-75-I | -81.6899 | 37.7903 | GREENBRIER MINERALS, LLC | 2013-02-15 | 7.08 | 0 |  | 7.08 | 0.57 | 0.98 | 0.33 | 0.57 | 2 | 3.47 | Unimpaired - Delete | 0.75_Al | Surface | WQ | Surface_WQ_0.75_Al | Surface_WQ_0.75_Al | Fe_WQ_Al_.75
Upper Guyandotte River | 2120 | WV1025015 | 004 | Huff Creek | WV-OGU-28-Z | Sycamore Creek | WVOG-76-P | -81.6634 | 37.7759 | GREENBRIER MINERALS, LLC | 2013-02-15 | 6.76 | 0 |  | 6.76 | 1.42 | 2.46 | 1.73 | 3 | 2 | 3.47 | Unimpaired - Delete | 3.2_Al | Surface | WQ | Surface_WQ_3.2_Al | Surface_WQ_3.2_Al | Fe_WQ_Al_3.2
Upper Guyandotte River | 2079 | WV1025015 | 049 | Buffalo Creek | WV-OGU-27-T | Davy Branch | WVOG-75-I | -81.6937 | 37.7915 | GREENBRIER MINERALS, LLC | 2013-02-15 | 30.39 | 0 |  | 30.39 | 0.57 | 0.98 | 0.33 | 0.57 | 2 | 3.47 | Unimpaired - Delete | 0.75_Al | Surface | WQ | Surface_WQ_0.75_Al | Surface_WQ_0.75_Al | Fe_WQ_Al_.75
Upper Guyandotte River | 2079 | WV1025015 | 050 | Buffalo Creek | WV-OGU-27-T | Davy Branch | WVOG-75-I | -81.6971 | 37.7909 | GREENBRIER MINERALS, LLC | 2013-02-15 | 3.94 | 0 |  | 3.94 | 0.57 | 0.98 | 0.33 | 0.57 | 2 | 3.47 | Unimpaired - Delete | 0.75_Al | Surface | WQ | Surface_WQ_0.75_Al | Surface_WQ_0.75_Al | Fe_WQ_Al_.75
Upper Guyandotte River | 2079 | WV1025015 | 051 | Buffalo Creek | WV-OGU-27-T | Davy Branch | WVOG-75-I | -81.6996 | 37.7912 | GREENBRIER MINERALS, LLC | 2013-02-15 | 13.04 | 0 |  | 13.04 | 1.42 | 2.46 | 0.43 | 0.75 | 2 | 3.47 | Unimpaired - Delete | 3.2_Al | Surface | WQ | Surface_WQ_3.2_Al | Surface_WQ_3.2_Al | Fe_WQ_Al_3.2
Upper Guyandotte River | 2083 | WV1025015 | 052 | Buffalo Creek | WV-OGU-27-W | Elklick Branch | WVOG-75-K | -81.6909 | 37.7929 | GREENBRIER MINERALS, LLC | 2013-02-15 | 5.12 | 0 |  | 5.12 | 1.42 | 2.46 | 0.43 | 0.75 | 1 | 1.73 | Unimpaired - Delete | 3.2_Al | Surface | WQ | Surface_WQ_3.2_Al | Surface_WQ_3.2_Al | Fe_WQ_Al_3.2
Upper Guyandotte River | 2083 | WV1025015 | 053 | Buffalo Creek | WV-OGU-27-W | Elklick Branch | WVOG-75-K | -81.689 | 37.7915 | GREENBRIER MINERALS, LLC | 2013-02-15 | 3.46 | 0 |  | 3.46 | 1.42 | 2.46 | 0.43 | 0.75 | 1 | 1.73 | Unimpaired - Delete | 3.2_Al | Surface | WQ | Surface_WQ_3.2_Al | Surface_WQ_3.2_Al | Fe_WQ_Al_3.2
Upper Guyandotte River | 2085 | WV1025015 | 054 | Buffalo Creek | WV-OGU-27-W | Elklick Branch | WVOG-75-K | -81.6871 | 37.7901 | GREENBRIER MINERALS, LLC | 2013-02-15 | 7.25 | 0 |  | 7.25 | 0.5 | 0.87 | 0.35 | 0.61 | 1 | 1.73 | Unimpaired - Delete | 0.75_Al | Surface | WQ | Surface_WQ_0.75_Al | Surface_WQ_0.75_Al | Fe_WQ_Al_.75
Upper Guyandotte River | 2085 | WV1025015 | 055 | Buffalo Creek | WV-OGU-27-W | Elklick Branch | WVOG-75-K | -81.6865 | 37.7887 | GREENBRIER MINERALS, LLC | 2013-02-15 | 17.68 | 0 |  | 17.68 | 0.5 | 0.87 | 0.35 | 0.61 | 1 | 1.73 | Unimpaired - Delete | 0.75_Al | Surface | WQ | Surface_WQ_0.75_Al | Surface_WQ_0.75_Al | Fe_WQ_Al_.75
Upper Guyandotte River | 2085 | WV1025015 | 056 | Buffalo Creek | WV-OGU-27-W | Elklick Branch | WVOG-75-K | -81.6857 | 37.7857 | GREENBRIER MINERALS, LLC | 2013-02-15 | 22.09 | 0 |  | 22.09 | 0.5 | 0.87 | 0.35 | 0.61 | 1 | 1.73 | Unimpaired - Delete | 0.75_Al | Surface | WQ | Surface_WQ_0.75_Al | Surface_WQ_0.75_Al | Fe_WQ_Al_.75
Upper Guyandotte River | 2085 | WV1025015 | 057 | Buffalo Creek | WV-OGU-27-W | Elklick Branch | WVOG-75-K | -81.6843 | 37.7821 | GREENBRIER MINERALS, LLC | 2013-02-15 | 9.28 | 0 |  | 9.28 | 1.42 | 2.46 | 0.43 | 0.75 | 1 | 1.73 | Unimpaired - Delete | 3.2_Al | Surface | WQ | Surface_WQ_3.2_Al | Surface_WQ_3.2_Al | Fe_WQ_Al_3.2
Upper Guyandotte River | 2085 | WV1025015 | 058 | Buffalo Creek | WV-OGU-27-W | Elklick Branch | WVOG-75-K | -81.6862 | 37.779 | GREENBRIER MINERALS, LLC | 2013-02-15 | 40.6 | 0 |  | 40.6 | 1.42 | 2.46 | 0.43 | 0.75 | 1 | 1.73 | Unimpaired - Delete | 3.2_Al | Surface | WQ | Surface_WQ_3.2_Al | Surface_WQ_3.2_Al | Fe_WQ_Al_3.2
Upper Guyandotte River | 2120 | WV1025015 | 005 | Huff Creek | WV-OGU-28-Z | Sycamore Creek | WVOG-76-P | -81.6654 | 37.774 | GREENBRIER MINERALS, LLC | 2013-02-15 | 1.52 | 0 |  | 1.52 | 1.42 | 2.46 | 1.73 | 3 | 2 | 3.47 | Unimpaired - Delete | 3.2_Al | Surface | WQ | Surface_WQ_3.2_Al | Surface_WQ_3.2_Al | Fe_WQ_Al_3.2
Upper Guyandotte River | 2085 | WV1025015 | 059 | Buffalo Creek | WV-OGU-27-W | Elklick Branch | WVOG-75-K | -81.6857 | 37.7765 | GREENBRIER MINERALS, LLC | 2013-02-15 | 8.6 | 0 |  | 8.6 | 1.42 | 2.46 | 0.43 | 0.75 | 1 | 1.73 | Unimpaired - Delete | 3.2_Al | Surface | WQ | Surface_WQ_3.2_Al | Surface_WQ_3.2_Al | Fe_WQ_Al_3.2
Upper Guyandotte River | 2085 | WV1025015 | 060 | Buffalo Creek | WV-OGU-27-W | Elklick Branch | WVOG-75-K | -81.6818 | 37.7768 | GREENBRIER MINERALS, LLC | 2013-02-15 | 9.44 | 0 |  | 9.44 | 1.42 | 2.46 | 0.43 | 0.75 | 1 | 1.73 | Unimpaired - Delete | 3.2_Al | Surface | WQ | Surface_WQ_3.2_Al | Surface_WQ_3.2_Al | Fe_WQ_Al_3.2
Upper Guyandotte River | 2085 | WV1025015 | 061 | Buffalo Creek | WV-OGU-27-W | Elklick Branch | WVOG-75-K | -81.6754 | 37.7865 | GREENBRIER MINERALS, LLC | 2013-02-15 | 7.25 | 0 |  | 7.25 | 0.5 | 0.87 | 0.35 | 0.61 | 1 | 1.73 | Unimpaired - Delete | 0.75_Al | Surface | WQ | Surface_WQ_0.75_Al | Surface_WQ_0.75_Al | Fe_WQ_Al_.75
Upper Guyandotte River | 2085 | WV1025015 | 062 | Buffalo Creek | WV-OGU-27-W | Elklick Branch | WVOG-75-K | -81.6771 | 37.7882 | GREENBRIER MINERALS, LLC | 2013-02-15 | 4.97 | 0 |  | 4.97 | 0.5 | 0.87 | 0.35 | 0.61 | 1 | 1.73 | Unimpaired - Delete | 0.75_Al | Surface | WQ | Surface_WQ_0.75_Al | Surface_WQ_0.75_Al | Fe_WQ_Al_.75
Upper Guyandotte River | 2085 | WV1025015 | 063 | Buffalo Creek | WV-OGU-27-W | Elklick Branch | WVOG-75-K | -81.6796 | 37.7907 | GREENBRIER MINERALS, LLC | 2013-02-15 | 5.9 | 0 |  | 5.9 | 0.5 | 0.87 | 0.35 | 0.61 | 1 | 1.73 | Unimpaired - Delete | 0.75_Al | Surface | WQ | Surface_WQ_0.75_Al | Surface_WQ_0.75_Al | Fe_WQ_Al_.75
Upper Guyandotte River | 2084 | WV1025015 | 064 | Buffalo Creek | WV-OGU-27-W-1 | UNT/Elklick Branch RM 0.89 | WVOG-75-K-1 | -81.679 | 37.7907 | GREENBRIER MINERALS, LLC | 2013-02-15 | 3.83 | 0 |  | 3.83 | 1.16 | 2.02 | 0.43 | 0.75 | 1 | 1.73 | Unimpaired - Delete | 3.2_Al | Surface | WQ | Surface_WQ_3.2_Al | Surface_WQ_3.2_Al | Fe_WQ_Al_3.2
Upper Guyandotte River | 2084 | WV1025015 | 065 | Buffalo Creek | WV-OGU-27-W-1 | UNT/Elklick Branch RM 0.89 | WVOG-75-K-1 | -81.6765 | 37.789 | GREENBRIER MINERALS, LLC | 2013-02-15 | 5.05 | 0 |  | 5.05 | 1.16 | 2.02 | 0.43 | 0.75 | 1 | 1.73 | Unimpaired - Delete | 3.2_Al | Surface | WQ | Surface_WQ_3.2_Al | Surface_WQ_3.2_Al | Fe_WQ_Al_3.2
Upper Guyandotte River | 2084 | WV1025015 | 066 | Buffalo Creek | WV-OGU-27-W-1 | UNT/Elklick Branch RM 0.89 | WVOG-75-K-1 | -81.6737 | 37.7871 | GREENBRIER MINERALS, LLC | 2013-02-15 | 6.57 | 0 |  | 6.57 | 1.16 | 2.02 | 0.43 | 0.75 | 1 | 1.73 | Unimpaired - Delete | 3.2_Al | Surface | WQ | Surface_WQ_3.2_Al | Surface_WQ_3.2_Al | Fe_WQ_Al_3.2
Upper Guyandotte River | 2084 | WV1025015 | 067 | Buffalo Creek | WV-OGU-27-W-1 | UNT/Elklick Branch RM 0.89 | WVOG-75-K-1 | -81.6723 | 37.7848 | GREENBRIER MINERALS, LLC | 2013-02-15 | 8.82 | 0 |  | 8.82 | 1.16 | 2.02 | 0.43 | 0.75 | 1 | 1.73 | Unimpaired - Delete | 3.2_Al | Surface | WQ | Surface_WQ_3.2_Al | Surface_WQ_3.2_Al | Fe_WQ_Al_3.2
Upper Guyandotte River | 2084 | WV1025015 | 068 | Buffalo Creek | WV-OGU-27-W-1 | UNT/Elklick Branch RM 0.89 | WVOG-75-K-1 | -81.6707 | 37.7832 | GREENBRIER MINERALS, LLC | 2013-02-15 | 20.5 | 0 |  | 20.5 | 1.16 | 2.02 | 0.43 | 0.75 | 1 | 1.73 | Unimpaired - Delete | 3.2_Al | Surface | WQ | Surface_WQ_3.2_Al | Surface_WQ_3.2_Al | Fe_WQ_Al_3.2
Upper Guyandotte River | 2120 | WV1025015 | 006 | Huff Creek | WV-OGU-28-Z | Sycamore Creek | WVOG-76-P | -81.6682 | 37.7765 | GREENBRIER MINERALS, LLC | 2013-02-15 | 27.11 | 0 |  | 27.11 | 0.84 | 1.46 | 1.13 | 1.96 | 1 | 1.73 | Unimpaired - Delete | 3.2_Al | Surface | WQ | Surface_WQ_3.2_Al | Surface_WQ_3.2_Al | Fe_WQ_Al_3.2
Upper Guyandotte River | 2084 | WV1025015 | 069 | Buffalo Creek | WV-OGU-27-W-1 | UNT/Elklick Branch RM 0.89 | WVOG-75-K-1 | -81.6677 | 37.7795 | GREENBRIER MINERALS, LLC | 2013-02-15 | 1.1 | 7.85 |  | 8.95 | 1.16 | 2.02 | 0.43 | 0.75 | 1 | 1.73 | Unimpaired - Delete | 3.2_Al | Surface | WQ | Surface_WQ_3.2_Al | Surface_WQ_3.2_Al | Fe_WQ_Al_3.2
Upper Guyandotte River | 2084 | WV1025015 | 070 | Buffalo Creek | WV-OGU-27-W-1 | UNT/Elklick Branch RM 0.89 | WVOG-75-K-1 | -81.6662 | 37.7768 | GREENBRIER MINERALS, LLC | 2013-02-15 | 6.91 | 0 |  | 6.91 | 1.16 | 2.02 | 0.43 | 0.75 | 1 | 1.73 | Unimpaired - Delete | 3.2_Al | Surface | WQ | Surface_WQ_3.2_Al | Surface_WQ_3.2_Al | Fe_WQ_Al_3.2
Upper Guyandotte River | 2084 | WV1025015 | 071 | Buffalo Creek | WV-OGU-27-W-1 | UNT/Elklick Branch RM 0.89 | WVOG-75-K-1 | -81.6643 | 37.7773 | GREENBRIER MINERALS, LLC | 2013-02-15 | 4.18 | 0 |  | 4.18 | 1.16 | 2.02 | 0.43 | 0.75 | 1 | 1.73 | Unimpaired - Delete | 3.2_Al | Surface | WQ | Surface_WQ_3.2_Al | Surface_WQ_3.2_Al | Fe_WQ_Al_3.2
Upper Guyandotte River | 2084 | WV1025015 | 072 | Buffalo Creek | WV-OGU-27-W-1 | UNT/Elklick Branch RM 0.89 | WVOG-75-K-1 | -81.6626 | 37.7776 | GREENBRIER MINERALS, LLC | 2013-02-15 | 4.02 | 0 |  | 4.02 | 1.16 | 2.02 | 0.43 | 0.75 | 1 | 1.73 | Unimpaired - Delete | 3.2_Al | Surface | WQ | Surface_WQ_3.2_Al | Surface_WQ_3.2_Al | Fe_WQ_Al_3.2
Upper Guyandotte River | 2120 | WV1025015 | 007 | Huff Creek | WV-OGU-28-Z | Sycamore Creek | WVOG-76-P | -81.6709 | 37.7757 | GREENBRIER MINERALS, LLC | 2013-02-15 | 7.51 | 0 |  | 7.51 | 0.84 | 1.46 | 1.13 | 1.96 | 1 | 1.73 | Unimpaired - Delete | 3.2_Al | Surface | WQ | Surface_WQ_3.2_Al | Surface_WQ_3.2_Al | Fe_WQ_Al_3.2
Upper Guyandotte River | 2120 | WV1025015 | 008 | Huff Creek | WV-OGU-28-Z | Sycamore Creek | WVOG-76-P | -81.6726 | 37.774 | GREENBRIER MINERALS, LLC | 2013-02-15 | 6.53 | 0 |  | 6.53 | 0.84 | 1.46 | 1.13 | 1.96 | 1 | 1.73 | Unimpaired - Delete | 3.2_Al | Surface | WQ | Surface_WQ_3.2_Al | Surface_WQ_3.2_Al | Fe_WQ_Al_3.2
Upper Guyandotte River | 2101 | WV1025139 | 001 | Huff Creek | WV-OGU-28-Q | Toney Fork | WVOG-76-L | -81.7187 | 37.7463 | GREENBRIER MINERALS, LLC | 2013-07-24 | 12.02 | 0.68 | 0.0023 | 12.7 | 1.42 | 2.46 | 0.67 | 1.16 | 2 | 3.47 | Unimpaired - Delete | 3.2_Al | DMR and Landuse | WQ | DMR and Landuse_WQ_3.2_Al | DMR and Landuse_WQ_3.2_Al | Fe_WQ_Al_3.2
Upper Guyandotte River | 2101 | WV1025139 | 002 | Huff Creek | WV-OGU-28-Q | Toney Fork | WVOG-76-L | -81.7182 | 37.7421 | GREENBRIER MINERALS, LLC | 2013-07-24 | 3.04 | 4.47 |  | 7.51 | 1.42 | 2.46 | 0.37 | 0.65 | 1 | 1.73 | Unimpaired - Delete | 0.75_Al | Surface | WQ | Surface_WQ_0.75_Al | Surface_WQ_0.75_Al | Fe_WQ_Al_.75
Upper Guyandotte River | 2139 | WV1025171 | 006 | Sandlick Creek | WV-OGU-31 | Sandlick Creek | WVOG-78 | -81.8914 | 37.672 | WVDEP OFFICE OF SPECIAL RECLAMATION | 2012-09-25 | 0 | 0 | 0.001 | 0 | 1.42 | 2.46 | 0.43 | 0.75 | 1 | 1.73 | Unimpaired - Delete | 3.2_Al | DMR | WQ | DMR_WQ_3.2_Al | DMR_WQ_3.2_Al | DMR Only
Upper Guyandotte River | 2037 | WV1025180 | 014 | Rum Creek | WV-OGU-10 | Rum Creek | WVOG-70 | -81.8323 | 37.8185 | GUYANDOTTE MINING, LLC | 2016-03-02 | 5.59 | 0.07 |  | 5.66 | 1.42 | 2.46 | 0.43 | 0.75 | 2 | 3.47 | Unimpaired - Delete | 3.2_Al | Surface | WQ | Surface_WQ_3.2_Al | Surface_WQ_3.2_Al | Fe_WQ_Al_3.2
Upper Guyandotte River | 2037 | WV1025180 | 015 | Rum Creek | WV-OGU-10 | Rum Creek | WVOG-70 | -81.8332 | 37.8195 | GUYANDOTTE MINING, LLC | 2016-03-02 | 6.23 | 0.67 |  | 6.9 | 1.42 | 2.46 | 0.43 | 0.75 | 2 | 3.47 | Unimpaired - Delete | 3.2_Al | Surface | WQ | Surface_WQ_3.2_Al | Surface_WQ_3.2_Al | Fe_WQ_Al_3.2
Upper Guyandotte River | 2036 | WV1025180 | 016 | Rum Creek | WV-OGU-10-I | Cub Branch | WVOG-70-D | -81.8312 | 37.8268 | GUYANDOTTE MINING, LLC | 2016-03-02 | 0.66 | 0 |  | 0.66 | 0.28 | 0.48 | 0.1 | 0.18 | 2 | 3.47 | Unimpaired - Delete | 0.75_Al | Surface | WQ | Surface_WQ_0.75_Al | Surface_WQ_0.75_Al | Fe_WQ_Al_.75
Upper Guyandotte River | 1046 | WV1025201 | 001 | Island Creek | WV-OGU-1-T | Pine Creek | WVOG-65-H | -82.011 | 37.7584 | BROOKS RUN SOUTH MINING, LLC | 2014-02-27 | 12.69 | 0 |  | 12.69 | 1.42 | 2.46 | 1.33 | 2.3 | 2 | 3.47 | Unimpaired - Delete | 3.2_Al | Surface | WQ | Surface_WQ_3.2_Al | Surface_WQ_3.2_Al | Fe_WQ_Al_3.2
Upper Guyandotte River | 2136 | WV1025317 | 005 | Guyandotte River (Upper) | WV-OGU | Guyandotte River (upper) | WVOG-up | -81.8732 | 37.7171 | WVDEP OFFICE OF SPECIAL RECLAMATION | 2013-07-19 | 0 | 0 | 0.07 | 0 | 3 | 5.26 | 0.43 | 0.75 | 1 | 1.73 | Unimpaired - Delete | 3.2_Al | DMR | Tech | DMR_Tech_3.2_Al | DMR_Tech_3.2_Al | DMR Only
Upper Guyandotte River | 4079 | WV1026003 | 001 | Pinnacle Creek | WV-OGU-108 | Pinnacle Creek | WVOG-124 | -81.5054 | 37.5472 | ENERGY PLUS, INC | 2013-09-24 | 22.15 | 0 |  | 22.15 | 0.3 | 0.5 | 0.05 | 0.09 | 2 | 3.47 | Unimpaired - Delete | 0.75_Al | Surface | 1.0 in Trout | Surface_1.0 in Trout_0.75_Al | Surface_1.0 in Trout_0.75_Al | Fe_Trout_Al_.75
Upper Guyandotte River | 4079 | WV1026003 | 002 | Pinnacle Creek | WV-OGU-108 | Pinnacle Creek | WVOG-124 | -81.5059 | 37.5468 | ENERGY PLUS, INC | 2013-09-24 | 6.89 | 0 |  | 6.89 | 0.94 | 1.64 | 0.08 | 0.14 | 2 | 3.47 | Unimpaired - Delete | 0.75_Al | Surface | 1.0 in Trout | Surface_1.0 in Trout_0.75_Al | Surface_1.0 in Trout_0.75_Al | Fe_Trout_Al_.75
Upper Guyandotte River | 4079 | WV1026003 | 003 | Pinnacle Creek | WV-OGU-108 | Pinnacle Creek | WVOG-124 | -81.5162 | 37.5387 | ENERGY PLUS, INC | 2013-09-24 | 7.7 | 0 |  | 7.7 | 1.42 | 2.46 | 0.43 | 0.75 | 2 | 3.47 | Unimpaired - Delete | 3.2_Al | Surface | WQ | Surface_WQ_3.2_Al | Surface_WQ_3.2_Al | Fe_WQ_Al_3.2
Upper Guyandotte River | 2041 | WV1026138 | 005 | Guyandotte River (Upper) | WV-OGU-16 | Camp Branch | WVOG-71.5 | -81.931 | 37.7859 | WVDEP OFFICE OF SPECIAL RECLAMATION | 2014-07-15 | 0 | 0 | 0.04 | 0 | 0 | 0 | 0 | 0 | 0 | 0 | Unimpaired - Delete | Al Unimpaired | DMR | WQ | DMR_WQ_Al Unimpaired | DMR_WQ_Al Unimpaired | DMR Only
Upper Guyandotte River | 5115 | WV1026488 | 024 | Winding Gulf | WV-OGU-142 | Winding Gulf | WVOG-138 | -81.322 | 37.6582 | NEWGATE DEVELOPMENT OF BECKLEY LLC | 2012-08-21 | 3.4 | 4.4 |  | 7.8 | 0.34 | 0.6 | 0.08 | 0.14 | 2 | 3.47 | Unimpaired - Delete | 0.75_Al | Surface | 1.0 in Trout | Surface_1.0 in Trout_0.75_Al | Surface_1.0 in Trout_0.75_Al | Fe_Trout_Al_.75
Upper Guyandotte River | 5115 | WV1026488 | 025 | Winding Gulf | WV-OGU-142 | Winding Gulf | WVOG-138 | -81.322 | 37.6576 | NEWGATE DEVELOPMENT OF BECKLEY LLC | 2012-08-21 | 5.3 | 12.9 |  | 18.2 | 0.34 | 0.6 | 0.08 | 0.14 | 2 | 3.47 | Unimpaired - Delete | 0.75_Al | Surface | 1.0 in Trout | Surface_1.0 in Trout_0.75_Al | Surface_1.0 in Trout_0.75_Al | Fe_Trout_Al_.75
Upper Guyandotte River | 5117 | WV1015389 | 037 | Winding Gulf | WV-OGU-142 | Winding Gulf | WVOG-138 | -81.2848 | 37.6727 | KENTUCKY FUEL CORPORATION | 2015-12-30 | 12.26 | 1.79 |  | 14.05 | 0.75 | 1.31 | 0.25 | 0.43 | 2 | 3.47 | Unimpaired - Delete | 0.75_Al | Surface | 1.0 in Trout | Surface_1.0 in Trout_0.75_Al | Surface_1.0 in Trout_0.75_Al | Fe_Trout_Al_.75
Upper Guyandotte River | 5117 | WV1015389 | 038 | Winding Gulf | WV-OGU-142 | Winding Gulf | WVOG-138 | -81.2838 | 37.674 | KENTUCKY FUEL CORPORATION | 2015-12-30 | 7.17 | 0 |  | 7.17 | 0.75 | 1.31 | 0.25 | 0.43 | 2 | 3.47 | Unimpaired - Delete | 0.75_Al | Surface | 1.0 in Trout | Surface_1.0 in Trout_0.75_Al | Surface_1.0 in Trout_0.75_Al | Fe_Trout_Al_.75
Upper Guyandotte River | 5117 | WV1015389 | 039 | Winding Gulf | WV-OGU-142 | Winding Gulf | WVOG-138 | -81.2831 | 37.6748 | KENTUCKY FUEL CORPORATION | 2015-12-30 | 7.42 | 0 |  | 7.42 | 0.75 | 1.31 | 0.25 | 0.43 | 2 | 3.47 | Unimpaired - Delete | 0.75_Al | Surface | 1.0 in Trout | Surface_1.0 in Trout_0.75_Al | Surface_1.0 in Trout_0.75_Al | Fe_Trout_Al_.75
Upper Guyandotte River | 5115 | WV1026488 | 010 | Winding Gulf | WV-OGU-142 | Winding Gulf | WVOG-138 | -81.312 | 37.6654 | NEWGATE DEVELOPMENT OF BECKLEY LLC | 2012-08-21 | 9.5 | 20.4 |  | 29.9 | 0.95 | 1.64 | 0.08 | 0.14 | 2 | 3.47 | Unimpaired - Delete | 0.75_Al | Surface | 1.0 in Trout | Surface_1.0 in Trout_0.75_Al | Surface_1.0 in Trout_0.75_Al | Fe_Trout_Al_.75
Upper Guyandotte River | 5115 | WV1026488 | 011 | Winding Gulf | WV-OGU-142 | Winding Gulf | WVOG-138 | -81.3115 | 37.6634 | NEWGATE DEVELOPMENT OF BECKLEY LLC | 2012-08-21 | 4.8 | 4.7 |  | 9.5 | 0.95 | 1.64 | 0.08 | 0.14 | 2 | 3.47 | Unimpaired - Delete | 0.75_Al | Surface | 1.0 in Trout | Surface_1.0 in Trout_0.75_Al | Surface_1.0 in Trout_0.75_Al | Fe_Trout_Al_.75
Upper Guyandotte River | 5115 | WV1026488 | 012 | Winding Gulf | WV-OGU-142 | Winding Gulf | WVOG-138 | -81.3126 | 37.6604 | NEWGATE DEVELOPMENT OF BECKLEY LLC | 2012-08-21 | 6.6 | 13.3 |  | 19.9 | 0.95 | 1.64 | 0.08 | 0.14 | 2 | 3.47 | Unimpaired - Delete | 0.75_Al | Surface | 1.0 in Trout | Surface_1.0 in Trout_0.75_Al | Surface_1.0 in Trout_0.75_Al | Fe_Trout_Al_.75
Upper Guyandotte River | 5119 | WV0001864 | 007 | Winding Gulf | WV-OGU-142 | Winding Gulf | WVOG-138 | -81.2887 | 37.6836 | POCAHONTAS COAL COMPANY LLC | 1994-12-19 | 19.88 | 20.15 | 0.019 | 40.03 | 3 | 5.26 | 1.89 | 3.27 | 2 | 3.47 | Unimpaired - Delete | 3.2_Al | DMR and Landuse | Tech | DMR and Landuse_Tech_3.2_Al | DMR and Landuse_Tech_3.2_Al | Fe_Tech_Al_3.2
Upper Guyandotte River | 5119 | WV0001864 | 009 | Winding Gulf | WV-OGU-142 | Winding Gulf | WVOG-138 | -81.2887 | 37.6827 | POCAHONTAS COAL COMPANY LLC | 2000-11-30 | 1.41 | 0 |  | 1.41 | 3 | 5.26 | 1.89 | 3.27 | 2 | 3.47 | Unimpaired - Delete | 3.2_Al | Surface | Tech | Surface_Tech_3.2_Al | Surface_Tech_3.2_Al | Fe_Tech_Al_3.2
Upper Guyandotte River | 5115 | WV1015389 | 022 | Winding Gulf | WV-OGU-142 | Winding Gulf | WVOG-138 | -81.3081 | 37.6483 | KENTUCKY FUEL CORPORATION | 1999-04-21 | 1.39 | 0 |  | 1.39 | 3 | 5.26 | 1.89 | 3.27 | 2 | 3.47 | Unimpaired - Delete | 3.2_Al | Surface | Tech | Surface_Tech_3.2_Al | Surface_Tech_3.2_Al | Fe_Tech_Al_3.2
Upper Guyandotte River | 5115 | WV1015389 | 023 | Winding Gulf | WV-OGU-142 | Winding Gulf | WVOG-138 | -81.3083 | 37.6507 | KENTUCKY FUEL CORPORATION | 1999-04-21 | 5.87 | 0 |  | 5.87 | 3 | 5.26 | 1.89 | 3.27 | 0 | 0 | Unimpaired - Delete | 3.2_Al | Surface | Tech | Surface_Tech_3.2_Al | Surface_Tech_3.2_Al | Fe_Tech_Al_3.2
Upper Guyandotte River | 5115 | WV1015389 | 024 | Winding Gulf | WV-OGU-142 | Winding Gulf | WVOG-138 | -81.3073 | 37.6521 | KENTUCKY FUEL CORPORATION | 1999-04-21 | 4.79 | 0 |  | 4.79 | 3 | 5.26 | 1.89 | 3.27 | 0 | 0 | Unimpaired - Delete | 3.2_Al | Surface | Tech | Surface_Tech_3.2_Al | Surface_Tech_3.2_Al | Fe_Tech_Al_3.2
Upper Guyandotte River | 5115 | WV1015389 | 025 | Winding Gulf | WV-OGU-142 | Winding Gulf | WVOG-138 | -81.3083 | 37.6531 | KENTUCKY FUEL CORPORATION | 1999-04-21 | 7.81 | 0 |  | 7.81 | 3 | 5.26 | 1.89 | 3.27 | 2 | 3.47 | Unimpaired - Delete | 3.2_Al | Surface | Tech | Surface_Tech_3.2_Al | Surface_Tech_3.2_Al | Fe_Tech_Al_3.2
Upper Guyandotte River | 5115 | WV1015389 | 026 | Winding Gulf | WV-OGU-142 | Winding Gulf | WVOG-138 | -81.3061 | 37.6543 | KENTUCKY FUEL CORPORATION | 1999-04-21 | 7.81 | 0 |  | 7.81 | 3 | 5.26 | 1.89 | 3.27 | 2 | 3.47 | Unimpaired - Delete | 3.2_Al | Surface | Tech | Surface_Tech_3.2_Al | Surface_Tech_3.2_Al | Fe_Tech_Al_3.2
Upper Guyandotte River | 5115 | WV1015389 | 027 | Winding Gulf | WV-OGU-142 | Winding Gulf | WVOG-138 | -81.3052 | 37.6557 | KENTUCKY FUEL CORPORATION | 1999-04-21 | 7.81 | 0 |  | 7.81 | 3 | 5.26 | 1.89 | 3.27 | 2 | 3.47 | Unimpaired - Delete | 3.2_Al | Surface | Tech | Surface_Tech_3.2_Al | Surface_Tech_3.2_Al | Fe_Tech_Al_3.2
Upper Guyandotte River | 5115 | WV1015389 | 028 | Winding Gulf | WV-OGU-142 | Winding Gulf | WVOG-138 | -81.3043 | 37.6576 | KENTUCKY FUEL CORPORATION | 1999-04-21 | 7.81 | 0 |  | 7.81 | 3 | 5.26 | 1.89 | 3.27 | 2 | 3.47 | Unimpaired - Delete | 3.2_Al | Surface | Tech | Surface_Tech_3.2_Al | Surface_Tech_3.2_Al | Fe_Tech_Al_3.2
Upper Guyandotte River | 5115 | WV1015389 | 029 | Winding Gulf | WV-OGU-142 | Winding Gulf | WVOG-138 | -81.3034 | 37.66 | KENTUCKY FUEL CORPORATION | 1999-04-21 | 4.59 | 0 |  | 4.59 | 3 | 5.26 | 1.89 | 3.27 | 2 | 3.47 | Unimpaired - Delete | 3.2_Al | Surface | Tech | Surface_Tech_3.2_Al | Surface_Tech_3.2_Al | Fe_Tech_Al_3.2
Upper Guyandotte River | 5115 | WV1015389 | 030 | Winding Gulf | WV-OGU-142 | Winding Gulf | WVOG-138 | -81.3031 | 37.6624 | KENTUCKY FUEL CORPORATION | 1999-04-21 | 4.59 | 0 |  | 4.59 | 3 | 5.26 | 1.89 | 3.27 | 2 | 3.47 | Unimpaired - Delete | 3.2_Al | Surface | Tech | Surface_Tech_3.2_Al | Surface_Tech_3.2_Al | Fe_Tech_Al_3.2
Upper Guyandotte River | 5115 | WV1015389 | 031 | Winding Gulf | WV-OGU-142 | Winding Gulf | WVOG-138 | -81.3015 | 37.6647 | KENTUCKY FUEL CORPORATION | 1999-04-21 | 7.58 | 0 |  | 7.58 | 3 | 5.26 | 1.89 | 3.27 | 2 | 3.47 | Unimpaired - Delete | 3.2_Al | Surface | Tech | Surface_Tech_3.2_Al | Surface_Tech_3.2_Al | Fe_Tech_Al_3.2
Upper Guyandotte River | 5115 | WV1015389 | 032 | Winding Gulf | WV-OGU-142 | Winding Gulf | WVOG-138 | -81.2996 | 37.6664 | KENTUCKY FUEL CORPORATION | 1999-04-21 | 7.58 | 0 |  | 7.58 | 3 | 5.26 | 1.89 | 3.27 | 2 | 3.47 | Unimpaired - Delete | 3.2_Al | Surface | Tech | Surface_Tech_3.2_Al | Surface_Tech_3.2_Al | Fe_Tech_Al_3.2
Upper Guyandotte River | 5115 | WV1015389 | 033 | Winding Gulf | WV-OGU-142 | Winding Gulf | WVOG-138 | -81.2982 | 37.6676 | KENTUCKY FUEL CORPORATION | 1999-04-21 | 7.58 | 0 |  | 7.58 | 3 | 5.26 | 1.89 | 3.27 | 2 | 3.47 | Unimpaired - Delete | 3.2_Al | Surface | Tech | Surface_Tech_3.2_Al | Surface_Tech_3.2_Al | Fe_Tech_Al_3.2
Upper Guyandotte River | 5117 | WV1015389 | 034 | Winding Gulf | WV-OGU-142 | Winding Gulf | WVOG-138 | -81.2966 | 37.67 | KENTUCKY FUEL CORPORATION | 1999-04-21 | 7.58 | 0 |  | 7.58 | 3 | 5.26 | 1.89 | 3.27 | 2 | 3.47 | Unimpaired - Delete | 3.2_Al | Surface | Tech | Surface_Tech_3.2_Al | Surface_Tech_3.2_Al | Fe_Tech_Al_3.2
Upper Guyandotte River | 5115 | WV1015389 | 035 | Winding Gulf | WV-OGU-142 | Winding Gulf | WVOG-138 | -81.3136 | 37.6561 | KENTUCKY FUEL CORPORATION | 1999-04-21 | 0.7 | 0 |  | 0.7 | 3 | 5.26 | 1.89 | 3.27 | 2 | 3.47 | Unimpaired - Delete | 3.2_Al | Surface | Tech | Surface_Tech_3.2_Al | Surface_Tech_3.2_Al | Fe_Tech_Al_3.2
Upper Guyandotte River | 5115 | WV1015389 | 036 | Winding Gulf | WV-OGU-142 | Winding Gulf | WVOG-138 | -81.3086 | 37.6491 | KENTUCKY FUEL CORPORATION | 2006-02-03 | 2.55 | 0 |  | 2.55 | 3 | 5.26 | 1.89 | 3.27 | 2 | 3.47 | Unimpaired - Delete | 3.2_Al | Surface | Tech | Surface_Tech_3.2_Al | Surface_Tech_3.2_Al | Fe_Tech_Al_3.2
Upper Guyandotte River | 3051 | WV1026496 | 001 | Clear Fork | WV-OGU-70-AW | Knob Fork | WVOGC-28 | -81.4601 | 37.7804 | B & L EXCAVATING CO INC | 2013-03-22 | 0.5 | 2.95 |  | 3.45 | 2.43 | 4.21 | 1.51 | 2.62 | 0 | 0 | Unimpaired - Delete | 3.2_Al | Surface | Tech | Surface_Tech_3.2_Al | Surface_Tech_3.2_Al | Fe_Tech_Al_3.2
Upper Guyandotte River | 3051 | WV1026496 | 002 | Clear Fork | WV-OGU-70-AW | Knob Fork | WVOGC-28 | -81.4552 | 37.7754 | B & L EXCAVATING CO INC | 2013-03-22 | 2.6 | 6.58 |  | 9.18 | 2.43 | 4.21 | 1.51 | 2.62 | 0 | 0 | Unimpaired - Delete | 3.2_Al | Surface | Tech | Surface_Tech_3.2_Al | Surface_Tech_3.2_Al | Fe_Tech_Al_3.2
Upper Guyandotte River | 3051 | WV1026496 | 003 | Clear Fork | WV-OGU-70-AW | Knob Fork | WVOGC-28 | -81.4561 | 37.7767 | B & L EXCAVATING CO INC | 2013-03-22 | 3.4 | 0.14 |  | 3.54 | 2.43 | 4.21 | 1.51 | 2.62 | 0 | 0 | Unimpaired - Delete | 3.2_Al | Surface | Tech | Surface_Tech_3.2_Al | Surface_Tech_3.2_Al | Fe_Tech_Al_3.2
Upper Guyandotte River | 5057 | WV1026551 | 001 | Slab Fork | WV-OGU-132 | Slab Fork | WVOG-134 | -81.384 | 37.6534 | MABEN COAL LLC | 2012-07-24 | 0.64 | 0 |  | 0.64 | 0.95 | 1.64 | 0.08 | 0.14 | 2 | 3.47 | Unimpaired - Delete | 0.75_Al | Surface | 1.0 in Trout | Surface_1.0 in Trout_0.75_Al | Surface_1.0 in Trout_0.75_Al | Fe_Trout_Al_.75
Upper Guyandotte River | 5057 | WV1026551 | 002 | Slab Fork | WV-OGU-132 | Slab Fork | WVOG-134 | -81.3837 | 37.6534 | MABEN COAL LLC | 2012-07-24 | 0.17 | 23.5 |  | 23.67 | 0.95 | 1.64 | 0.08 | 0.14 | 2 | 3.47 | Unimpaired - Delete | 0.75_Al | Surface | 1.0 in Trout | Surface_1.0 in Trout_0.75_Al | Surface_1.0 in Trout_0.75_Al | Fe_Trout_Al_.75
Upper Guyandotte River | 5058 | WV1026551 | 003 | Slab Fork | WV-OGU-132-L | UNT/Slab Fork RM 7.96 | WVOG-134-D.5 | -81.3612 | 37.6596 | MABEN COAL LLC | 2012-07-24 | 28.83 | 0 |  | 28.83 | 0.95 | 1.64 | 0.08 | 0.14 | 2 | 3.47 | Unimpaired - Delete | 0.75_Al | Surface | WQ | Surface_WQ_0.75_Al | Surface_WQ_0.75_Al | Fe_WQ_Al_.75
Upper Guyandotte River | 5073 | WV1026577 | 001 | Allen Creek | WV-OGU-136-D | Left Fork/Allen Creek | WVOG-135-A | -81.3451 | 37.6323 | MABEN COAL LLC | 2013-12-11 | 3.5 | 7.1 |  | 10.6 | 1.39 | 2.4 | 0.42 | 0.73 | 2 | 3.47 | Unimpaired - Delete | 0.75_Al | Surface | WQ | Surface_WQ_0.75_Al | Surface_WQ_0.75_Al | Fe_WQ_Al_.75
Upper Guyandotte River | 5073 | WV1026577 | 002 | Allen Creek | WV-OGU-136-D | Left Fork/Allen Creek | WVOG-135-A | -81.3437 | 37.6307 | MABEN COAL LLC | 2013-12-11 | 1.9 | 2.3 |  | 4.2 | 1.39 | 2.4 | 0.42 | 0.73 | 2 | 3.47 | Unimpaired - Delete | 0.75_Al | Surface | WQ | Surface_WQ_0.75_Al | Surface_WQ_0.75_Al | Fe_WQ_Al_.75
Upper Guyandotte River | 5073 | WV1026577 | 003 | Allen Creek | WV-OGU-136-D | Left Fork/Allen Creek | WVOG-135-A | -81.3432 | 37.6304 | MABEN COAL LLC | 2013-12-11 | 4.9 | 19.3 |  | 24.2 | 1.39 | 2.4 | 0.42 | 0.73 | 2 | 3.47 | Unimpaired - Delete | 0.75_Al | Surface | WQ | Surface_WQ_0.75_Al | Surface_WQ_0.75_Al | Fe_WQ_Al_.75
Upper Guyandotte River | 5073 | WV1026577 | 004 | Allen Creek | WV-OGU-136-D | Left Fork/Allen Creek | WVOG-135-A | -81.344 | 37.6301 | MABEN COAL LLC | 2013-12-11 | 0.4 | 4.4 |  | 4.8 | 1.39 | 2.4 | 0.42 | 0.73 | 2 | 3.47 | Unimpaired - Delete | 0.75_Al | Surface | WQ | Surface_WQ_0.75_Al | Surface_WQ_0.75_Al | Fe_WQ_Al_.75
Upper Guyandotte River | 5097 | WV1022032 | 017 | Stonecoal Creek | WV-OGU-141-B | Tommy Creek | WVOG-139-A | -81.2822 | 37.6007 | POCAHONTAS COAL COMPANY LLC | 2006-11-30 | 8.03 | 28.26 |  | 36.29 | 1.42 | 2.46 | 0.43 | 0.75 | 2 | 3.47 | Unimpaired - Delete | 3.2_Al | Surface | WQ | Surface_WQ_3.2_Al | Surface_WQ_3.2_Al | Fe_WQ_Al_3.2
Upper Guyandotte River | 3044 | WV1026712 | 001 | Toney Fork | WV-OGU-70-AC | Toney Fork | WVOGC-19 | -81.5551 | 37.7571 | ROCKWELL MINING, LLC | 2012-12-28 | 17.23 | 0 | 2.12 | 17.23 | 0.38 | 0.66 | 0.13 | 0.22 | 2 | 3.47 | Unimpaired - Delete | 0.75_Al | DMR and Landuse | WQ | DMR and Landuse_WQ_0.75_Al | DMR and Landuse_WQ_0.75_Al | Fe_WQ_Al_.75
Upper Guyandotte River | 3044 | WV1026712 | 003 | Toney Fork | WV-OGU-70-AC | Toney Fork | WVOGC-19 | -81.5551 | 37.7582 | ROCKWELL MINING, LLC | 2012-12-28 | 1.39 | 0 |  | 1.39 | 1.42 | 2.46 | 0.43 | 0.75 | 2 | 3.47 | Unimpaired - Delete | 3.2_Al | Surface | WQ | Surface_WQ_3.2_Al | Surface_WQ_3.2_Al | Fe_WQ_Al_3.2
Upper Guyandotte River | 4107 | WV1026721 | 009 | Pinnacle Creek | WV-OGU-108 | Pinnacle Creek | WVOG-124 | -81.309 | 37.4279 | MET RESOURCES, LLC | 2014-07-21 | 9.84 | 0.46 |  | 10.3 | 0.71 | 1.23 | 0.3 | 0.52 | 2 | 3.47 | Unimpaired - Delete | 0.75_Al | Surface | 1.0 in Trout | Surface_1.0 in Trout_0.75_Al | Surface_1.0 in Trout_0.75_Al | Fe_Trout_Al_.75
Upper Guyandotte River | 4107 | WV1026721 | 010 | Pinnacle Creek | WV-OGU-108 | Pinnacle Creek | WVOG-124 | -81.2943 | 37.4293 | MET RESOURCES, LLC | 2015-09-04 | 69.75 | 9.39 |  | 79.14 | 0.94 | 1.64 | 0.06 | 0.1 | 2 | 3.47 | Unimpaired - Delete | 0.75_Al | Surface | 1.0 in Trout | Surface_1.0 in Trout_0.75_Al | Surface_1.0 in Trout_0.75_Al | Fe_Trout_Al_.75
Upper Guyandotte River | 4107 | WV1026721 | 011 | Pinnacle Creek | WV-OGU-108 | Pinnacle Creek | WVOG-124 | -81.2957 | 37.4309 | MET RESOURCES, LLC | 2015-09-04 | 2.21 | 0 |  | 2.21 | 0.94 | 1.64 | 0.06 | 0.1 | 2 | 3.47 | Unimpaired - Delete | 0.75_Al | Surface | 1.0 in Trout | Surface_1.0 in Trout_0.75_Al | Surface_1.0 in Trout_0.75_Al | Fe_Trout_Al_.75
Upper Guyandotte River | 4107 | WV1026721 | 012 | Pinnacle Creek | WV-OGU-108 | Pinnacle Creek | WVOG-124 | -81.2951 | 37.4323 | MET RESOURCES, LLC | 2015-09-04 | 9.86 | 0.54 |  | 10.4 | 0.94 | 1.64 | 0.06 | 0.1 | 2 | 3.47 | Unimpaired - Delete | 0.75_Al | Surface | 1.0 in Trout | Surface_1.0 in Trout_0.75_Al | Surface_1.0 in Trout_0.75_Al | Fe_Trout_Al_.75
Upper Guyandotte River | 4107 | WV1026721 | 013 | Pinnacle Creek | WV-OGU-108 | Pinnacle Creek | WVOG-124 | -81.2987 | 37.4321 | MET RESOURCES, LLC | 2015-09-04 | 65.22 | 35.3 |  | 100.52 | 0.94 | 1.64 | 0.06 | 0.1 | 2 | 3.47 | Unimpaired - Delete | 0.75_Al | Surface | 1.0 in Trout | Surface_1.0 in Trout_0.75_Al | Surface_1.0 in Trout_0.75_Al | Fe_Trout_Al_.75
Upper Guyandotte River | 4107 | WV1026721 | 014 | Pinnacle Creek | WV-OGU-108 | Pinnacle Creek | WVOG-124 | -81.3001 | 37.4348 | MET RESOURCES, LLC | 2015-09-04 | 8.71 | 0.49 |  | 9.2 | 0.94 | 1.64 | 0.06 | 0.1 | 2 | 3.47 | Unimpaired - Delete | 0.75_Al | Surface | 1.0 in Trout | Surface_1.0 in Trout_0.75_Al | Surface_1.0 in Trout_0.75_Al | Fe_Trout_Al_.75
Upper Guyandotte River | 4107 | WV1026721 | 015 | Pinnacle Creek | WV-OGU-108 | Pinnacle Creek | WVOG-124 | -81.3026 | 37.4351 | MET RESOURCES, LLC | 2015-09-04 | 9.7 | 0 |  | 9.7 | 0.94 | 1.64 | 0.06 | 0.1 | 2 | 3.47 | Unimpaired - Delete | 0.75_Al | Surface | 1.0 in Trout | Surface_1.0 in Trout_0.75_Al | Surface_1.0 in Trout_0.75_Al | Fe_Trout_Al_.75
Upper Guyandotte River | 4107 | WV1026721 | 016 | Pinnacle Creek | WV-OGU-108 | Pinnacle Creek | WVOG-124 | -81.3043 | 37.4351 | MET RESOURCES, LLC | 2015-09-04 | 2.73 | 0 |  | 2.73 | 0.94 | 1.64 | 0.06 | 0.1 | 2 | 3.47 | Unimpaired - Delete | 0.75_Al | Surface | 1.0 in Trout | Surface_1.0 in Trout_0.75_Al | Surface_1.0 in Trout_0.75_Al | Fe_Trout_Al_.75
Upper Guyandotte River | 4107 | WV1026721 | 001 | Pinnacle Creek | WV-OGU-108 | Pinnacle Creek | WVOG-124 | -81.294 | 37.429 | MET RESOURCES, LLC | 2014-07-21 | 18.28 | 1.69 |  | 19.97 | 0.95 | 1.64 | 0.05 | 0.09 | 2 | 3.47 | Unimpaired - Delete | 0.75_Al | Surface | 1.0 in Trout | Surface_1.0 in Trout_0.75_Al | Surface_1.0 in Trout_0.75_Al | Fe_Trout_Al_.75
Upper Guyandotte River | 4107 | WV1026721 | 017 | Pinnacle Creek | WV-OGU-108 | Pinnacle Creek | WVOG-124 | -81.3045 | 37.4362 | MET RESOURCES, LLC | 2015-09-04 | 2.96 | 0 |  | 2.96 | 0.77 | 1.33 | 0.08 | 0.14 | 2 | 3.47 | Unimpaired - Delete | 0.75_Al | Surface | 1.0 in Trout | Surface_1.0 in Trout_0.75_Al | Surface_1.0 in Trout_0.75_Al | Fe_Trout_Al_.75
Upper Guyandotte River | 4107 | WV1026721 | 018 | Pinnacle Creek | WV-OGU-108 | Pinnacle Creek | WVOG-124 | -81.3032 | 37.4373 | MET RESOURCES, LLC | 2015-09-04 | 6.96 | 0 |  | 6.96 | 0.77 | 1.33 | 0.08 | 0.14 | 2 | 3.47 | Unimpaired - Delete | 0.75_Al | Surface | 1.0 in Trout | Surface_1.0 in Trout_0.75_Al | Surface_1.0 in Trout_0.75_Al | Fe_Trout_Al_.75
Upper Guyandotte River | 4107 | WV1026721 | 019 | Pinnacle Creek | WV-OGU-108 | Pinnacle Creek | WVOG-124 | -81.3012 | 37.4379 | MET RESOURCES, LLC | 2015-09-04 | 9.23 | 1.87 |  | 11.1 | 0.77 | 1.33 | 0.08 | 0.14 | 2 | 3.47 | Unimpaired - Delete | 0.75_Al | Surface | 1.0 in Trout | Surface_1.0 in Trout_0.75_Al | Surface_1.0 in Trout_0.75_Al | Fe_Trout_Al_.75
Upper Guyandotte River | 4107 | WV1026721 | 002 | Pinnacle Creek | WV-OGU-108 | Pinnacle Creek | WVOG-124 | -81.2957 | 37.4287 | MET RESOURCES, LLC | 2014-07-21 | 483.6 | 41.23 |  | 524.83 | 0.95 | 1.64 | 0.05 | 0.09 | 2 | 3.47 | Unimpaired - Delete | 0.75_Al | Surface | 1.0 in Trout | Surface_1.0 in Trout_0.75_Al | Surface_1.0 in Trout_0.75_Al | Fe_Trout_Al_.75
Upper Guyandotte River | 4107 | WV1026721 | 003 | Pinnacle Creek | WV-OGU-108 | Pinnacle Creek | WVOG-124 | -81.2998 | 37.4318 | MET RESOURCES, LLC | 2014-07-21 | 9.95 | 0 |  | 9.95 | 0.95 | 1.64 | 0.05 | 0.09 | 2 | 3.47 | Unimpaired - Delete | 0.75_Al | Surface | 1.0 in Trout | Surface_1.0 in Trout_0.75_Al | Surface_1.0 in Trout_0.75_Al | Fe_Trout_Al_.75
Upper Guyandotte River | 4107 | WV1026721 | 004 | Pinnacle Creek | WV-OGU-108 | Pinnacle Creek | WVOG-124 | -81.3026 | 37.4321 | MET RESOURCES, LLC | 2014-07-21 | 120.91 | 4.56 |  | 125.47 | 0.95 | 1.64 | 0.05 | 0.09 | 2 | 3.47 | Unimpaired - Delete | 0.75_Al | Surface | 1.0 in Trout | Surface_1.0 in Trout_0.75_Al | Surface_1.0 in Trout_0.75_Al | Fe_Trout_Al_.75
Upper Guyandotte River | 4107 | WV1026721 | 005 | Pinnacle Creek | WV-OGU-108 | Pinnacle Creek | WVOG-124 | -81.3059 | 37.4312 | MET RESOURCES, LLC | 2014-07-21 | 30.11 | 0 |  | 30.11 | 0.95 | 1.64 | 0.05 | 0.09 | 2 | 3.47 | Unimpaired - Delete | 0.75_Al | Surface | 1.0 in Trout | Surface_1.0 in Trout_0.75_Al | Surface_1.0 in Trout_0.75_Al | Fe_Trout_Al_.75
Upper Guyandotte River | 4107 | WV1026721 | 006 | Pinnacle Creek | WV-OGU-108 | Pinnacle Creek | WVOG-124 | -81.3076 | 37.4332 | MET RESOURCES, LLC | 2014-07-21 | 4.67 | 0 |  | 4.67 | 0.95 | 1.64 | 0.05 | 0.09 | 2 | 3.47 | Unimpaired - Delete | 0.75_Al | Surface | 1.0 in Trout | Surface_1.0 in Trout_0.75_Al | Surface_1.0 in Trout_0.75_Al | Fe_Trout_Al_.75
Upper Guyandotte River | 4107 | WV1026721 | 007 | Pinnacle Creek | WV-OGU-108 | Pinnacle Creek | WVOG-124 | -81.3098 | 37.4318 | MET RESOURCES, LLC | 2014-07-21 | 29.06 | 0 |  | 29.06 | 0.71 | 1.23 | 0.3 | 0.52 | 2 | 3.47 | Unimpaired - Delete | 0.75_Al | Surface | 1.0 in Trout | Surface_1.0 in Trout_0.75_Al | Surface_1.0 in Trout_0.75_Al | Fe_Trout_Al_.75
Upper Guyandotte River | 4107 | WV1026721 | 008 | Pinnacle Creek | WV-OGU-108 | Pinnacle Creek | WVOG-124 | -81.312 | 37.4296 | MET RESOURCES, LLC | 2014-07-21 | 22.09 | 10.29 |  | 32.38 | 0.71 | 1.23 | 0.3 | 0.52 | 2 | 3.47 | Unimpaired - Delete | 0.75_Al | Surface | 1.0 in Trout | Surface_1.0 in Trout_0.75_Al | Surface_1.0 in Trout_0.75_Al | Fe_Trout_Al_.75
Upper Guyandotte River | 5055 | WV1026747 | 005 | Slab Fork | WV-OGU-132 | Slab Fork | WVOG-134 | -81.3926 | 37.6482 | MABEN COAL LLC | 2014-12-05 | 4.72 | 5.92 |  | 10.64 | 0.95 | 1.64 | 0.08 | 0.14 | 2 | 3.47 | Unimpaired - Delete | 0.75_Al | Surface | 1.0 in Trout | Surface_1.0 in Trout_0.75_Al | Surface_1.0 in Trout_0.75_Al | Fe_Trout_Al_.75
Upper Guyandotte River | 5057 | WV1026747 | 001 | Slab Fork | WV-OGU-132 | Slab Fork | WVOG-134 | -81.3868 | 37.6521 | MABEN COAL LLC | 2013-01-25 | 2.3 | 0.2 |  | 2.5 | 0.95 | 1.64 | 0.08 | 0.14 | 2 | 3.47 | Unimpaired - Delete | 0.75_Al | Surface | 1.0 in Trout | Surface_1.0 in Trout_0.75_Al | Surface_1.0 in Trout_0.75_Al | Fe_Trout_Al_.75
Upper Guyandotte River | 5058 | WV1026747 | 003 | Slab Fork | WV-OGU-132-L | UNT/Slab Fork RM 7.96 | WVOG-134-D.5 | -81.3815 | 37.6565 | MABEN COAL LLC | 2013-01-25 | 3.23 | 132.55 |  | 135.78 | 0.22 | 0.38 | 0.08 | 0.14 | 2 | 3.47 | Unimpaired - Delete | 0.75_Al | Surface | WQ | Surface_WQ_0.75_Al | Surface_WQ_0.75_Al | Fe_WQ_Al_.75
Upper Guyandotte River | 5058 | WV1026747 | 004 | Slab Fork | WV-OGU-132-L | UNT/Slab Fork RM 7.96 | WVOG-134-D.5 | -81.379 | 37.6562 | MABEN COAL LLC | 2013-01-25 | 2.1 | 0.1 |  | 2.2 | 0.95 | 1.64 | 0.08 | 0.14 | 2 | 3.47 | Unimpaired - Delete | 0.75_Al | Surface | WQ | Surface_WQ_0.75_Al | Surface_WQ_0.75_Al | Fe_WQ_Al_.75
Upper Guyandotte River | 5057 | WV1026747 | 002 | Slab Fork | WV-OGU-132 | Slab Fork | WVOG-134 | -81.3884 | 37.6509 | MABEN COAL LLC | 2013-01-25 | 1.5 | 0 |  | 1.5 | 0.95 | 1.64 | 0.08 | 0.14 | 2 | 3.47 | Unimpaired - Delete | 0.75_Al | Surface | 1.0 in Trout | Surface_1.0 in Trout_0.75_Al | Surface_1.0 in Trout_0.75_Al | Fe_Trout_Al_.75
Upper Guyandotte River | 5057 | WV1026780 | 001 | Slab Fork | WV-OGU-132 | Slab Fork | WVOG-134 | -81.3845 | 37.654 | MABEN COAL LLC | 2014-11-03 | 4.27 | 0.21 |  | 4.48 | 0.95 | 1.64 | 0.08 | 0.14 | 2 | 3.47 | Unimpaired - Delete | 0.75_Al | Surface | 1.0 in Trout | Surface_1.0 in Trout_0.75_Al | Surface_1.0 in Trout_0.75_Al | Fe_Trout_Al_.75
Upper Guyandotte River | 5057 | WV1026780 | 002 | Slab Fork | WV-OGU-132 | Slab Fork | WVOG-134 | -81.3843 | 37.6541 | MABEN COAL LLC | 2014-11-03 | 9.96 | 11.06 |  | 21.02 | 0.95 | 1.64 | 0.08 | 0.14 | 2 | 3.47 | Unimpaired - Delete | 0.75_Al | Surface | 1.0 in Trout | Surface_1.0 in Trout_0.75_Al | Surface_1.0 in Trout_0.75_Al | Fe_Trout_Al_.75
Upper Guyandotte River | 5055 | WV1026780 | 004 | Slab Fork | WV-OGU-132 | Slab Fork | WVOG-134 | -81.3925 | 37.6484 | MABEN COAL LLC | 2014-11-03 | 12.09 | 3.55 |  | 15.64 | 0.95 | 1.64 | 0.08 | 0.14 | 2 | 3.47 | Unimpaired - Delete | 0.75_Al | Surface | 1.0 in Trout | Surface_1.0 in Trout_0.75_Al | Surface_1.0 in Trout_0.75_Al | Fe_Trout_Al_.75
Upper Guyandotte River | 5059 | WV1026780 | 005 | Slab Fork | WV-OGU-132 | Slab Fork | WVOG-134 | -81.3837 | 37.6582 | MABEN COAL LLC | 2014-11-03 | 0.14 | 0.13 |  | 0.27 | 0.95 | 1.64 | 0.08 | 0.14 | 2 | 3.47 | Unimpaired - Delete | 0.75_Al | Surface | 1.0 in Trout | Surface_1.0 in Trout_0.75_Al | Surface_1.0 in Trout_0.75_Al | Fe_Trout_Al_.75
Upper Guyandotte River | 3042 | WV1026810 | 001 | Clear Fork | WV-OGU-70 | Clear Fork | WVOGC | -81.5877 | 37.6962 | SYNERGY COAL LLC | 2013-09-04 | 11.01 | 0 | 0.92 | 11.01 | 0.29 | 0.49 | 0.32 | 0.56 | 2 | 3.47 | Unimpaired - Delete | 0.75_Al | DMR and Landuse | 1.0 in Trout | DMR and Landuse_1.0 in Trout_0.75_Al | DMR and Landuse_1.0 in Trout_0.75_Al | Fe_WQ_Al_.75
Upper Guyandotte River | 3042 | WV1026810 | 002 | Clear Fork | WV-OGU-70 | Clear Fork | WVOGC | -81.5893 | 37.691 | SYNERGY COAL LLC | 2013-09-04 | 8.31 | 0 |  | 8.31 | 1.42 | 2.46 | 0.51 | 0.88 | 2 | 3.47 | Unimpaired - Delete | 3.2_Al | Surface | WQ | Surface_WQ_3.2_Al | Surface_WQ_3.2_Al | Fe_WQ_Al_3.2
Upper Guyandotte River | 3042 | WV1026810 | 003 | Clear Fork | WV-OGU-70 | Clear Fork | WVOGC | -81.5874 | 37.691 | SYNERGY COAL LLC | 2013-09-04 | 1.1 | 0 |  | 1.1 | 1.42 | 2.46 | 3 | 6 | 2 | 3.47 | Unimpaired - Delete | 3.2_Al | Surface | WQ | Surface_WQ_3.2_Al | Surface_WQ_3.2_Al | Fe_WQ_Al_3.2
Upper Guyandotte River | 3042 | WV1026810 | 004 | Clear Fork | WV-OGU-70 | Clear Fork | WVOGC | -81.6013 | 37.6979 | SYNERGY COAL LLC | 2013-09-04 | 1.29 | 0 |  | 1.29 | 1.42 | 2.46 | 3 | 6 | 2 | 3.47 | Unimpaired - Delete | 3.2_Al | Surface | WQ | Surface_WQ_3.2_Al | Surface_WQ_3.2_Al | Fe_WQ_Al_3.2
Upper Guyandotte River | 3042 | WV1026810 | 005 | Clear Fork | WV-OGU-70 | Clear Fork | WVOGC | -81.6028 | 37.6982 | SYNERGY COAL LLC | 2013-09-04 | 6.18 | 0 |  | 6.18 | 1.42 | 2.46 | 3 | 6 | 2 | 3.47 | Unimpaired - Delete | 3.2_Al | Surface | WQ | Surface_WQ_3.2_Al | Surface_WQ_3.2_Al | Fe_WQ_Al_3.2
Upper Guyandotte River | 3042 | WV1026810 | 006 | Clear Fork | WV-OGU-70 | Clear Fork | WVOGC | -81.5989 | 37.6977 | SYNERGY COAL LLC | 2013-09-04 | 13.46 | 0 | 1.32 | 13.46 | 0.29 | 0.49 | 0.32 | 0.56 | 2 | 3.47 | Unimpaired - Delete | 0.75_Al | DMR and Landuse | 1.0 in Trout | DMR and Landuse_1.0 in Trout_0.75_Al | DMR and Landuse_1.0 in Trout_0.75_Al | Fe_WQ_Al_.75
Upper Guyandotte River | 3042 | WV1026810 | 007 | Clear Fork | WV-OGU-70 | Clear Fork | WVOGC | -81.5996 | 37.6971 | SYNERGY COAL LLC | 2013-09-04 | 0.5 | 0 |  | 0.5 | 1.42 | 2.46 | 0.51 | 0.88 | 2 | 3.47 | Unimpaired - Delete | 3.2_Al | Surface | WQ | Surface_WQ_3.2_Al | Surface_WQ_3.2_Al | Fe_WQ_Al_3.2
Upper Guyandotte River | 5097 | WV1022032 | 018 | Stonecoal Creek | WV-OGU-141-B | Tommy Creek | WVOG-139-A | -81.2758 | 37.6055 | POCAHONTAS COAL COMPANY LLC | 2006-11-30 | 3.06 | 0 |  | 3.06 | 1.42 | 2.46 | 0.43 | 0.75 | 2 | 3.47 | Unimpaired - Delete | 3.2_Al | Surface | WQ | Surface_WQ_3.2_Al | Surface_WQ_3.2_Al | Fe_WQ_Al_3.2
Upper Guyandotte River | 5097 | WV1022032 | 001 | Stonecoal Creek | WV-OGU-141-B | Tommy Creek | WVOG-139-A | -81.2795 | 37.6015 | POCAHONTAS COAL COMPANY LLC | 2006-11-30 | 3.51 | 2.5 |  | 6.01 | 1.42 | 2.46 | 0.43 | 0.75 | 2 | 3.47 | Unimpaired - Delete | 3.2_Al | Surface | WQ | Surface_WQ_3.2_Al | Surface_WQ_3.2_Al | Fe_WQ_Al_3.2
Upper Guyandotte River | 5097 | WV1022032 | 002 | Stonecoal Creek | WV-OGU-141-B | Tommy Creek | WVOG-139-A | -81.2784 | 37.6018 | POCAHONTAS COAL COMPANY LLC | 2006-11-30 | 1.53 | 3.84 |  | 5.37 | 1.42 | 2.46 | 0.43 | 0.75 | 2 | 3.47 | Unimpaired - Delete | 3.2_Al | Surface | WQ | Surface_WQ_3.2_Al | Surface_WQ_3.2_Al | Fe_WQ_Al_3.2
Upper Guyandotte River | 5097 | WV1022032 | 003 | Stonecoal Creek | WV-OGU-141-B | Tommy Creek | WVOG-139-A | -81.2762 | 37.6015 | POCAHONTAS COAL COMPANY LLC | 2006-11-30 | 2.74 | 6.85 |  | 9.59 | 1.42 | 2.46 | 0.43 | 0.75 | 2 | 3.47 | Unimpaired - Delete | 3.2_Al | Surface | WQ | Surface_WQ_3.2_Al | Surface_WQ_3.2_Al | Fe_WQ_Al_3.2
Upper Guyandotte River | 5097 | WV1022032 | 005 | Stonecoal Creek | WV-OGU-141-B | Tommy Creek | WVOG-139-A | -81.2726 | 37.6004 | POCAHONTAS COAL COMPANY LLC | 2006-11-30 | 7.23 | 47.59 |  | 54.82 | 1.42 | 2.46 | 0.43 | 0.75 | 2 | 3.47 | Unimpaired - Delete | 3.2_Al | Surface | WQ | Surface_WQ_3.2_Al | Surface_WQ_3.2_Al | Fe_WQ_Al_3.2
Upper Guyandotte River | 5097 | WV1022032 | 006 | Stonecoal Creek | WV-OGU-141-B | Tommy Creek | WVOG-139-A | -81.2723 | 37.5993 | POCAHONTAS COAL COMPANY LLC | 2006-11-30 | 17.32 | 28.11 |  | 45.43 | 1.42 | 2.46 | 0.43 | 0.75 | 2 | 3.47 | Unimpaired - Delete | 3.2_Al | Surface | WQ | Surface_WQ_3.2_Al | Surface_WQ_3.2_Al | Fe_WQ_Al_3.2
Upper Guyandotte River | 5097 | WV1022032 | 007 | Stonecoal Creek | WV-OGU-141-B | Tommy Creek | WVOG-139-A | -81.2693 | 37.5962 | POCAHONTAS COAL COMPANY LLC | 2006-11-30 | 12.11 | 0 |  | 12.11 | 1.42 | 2.46 | 0.43 | 0.75 | 2 | 3.47 | Unimpaired - Delete | 3.2_Al | Surface | WQ | Surface_WQ_3.2_Al | Surface_WQ_3.2_Al | Fe_WQ_Al_3.2
Upper Guyandotte River | 5101 | WV1022288 | 001 | Stonecoal Creek | WV-OGU-141-B | Tommy Creek | WVOG-139-A | -81.217 | 37.5882 | POCAHONTAS COAL COMPANY LLC | 2007-10-03 | 6.3 | 13.9 |  | 20.2 | 1.42 | 2.46 | 0.43 | 0.75 | 2 | 4 | Unimpaired - Delete | 3.2_Al | Surface | WQ | Surface_WQ_3.2_Al | Surface_WQ_3.2_Al | Fe_WQ_Al_3.2
Upper Guyandotte River | 5101 | WV1022288 | 002 | Stonecoal Creek | WV-OGU-141-B | Tommy Creek | WVOG-139-A | -81.2223 | 37.5862 | POCAHONTAS COAL COMPANY LLC | 2007-10-03 | 3.8 | 31.1 |  | 34.9 | 1.42 | 2.46 | 0.43 | 0.75 | 2 | 4 | Unimpaired - Delete | 3.2_Al | Surface | WQ | Surface_WQ_3.2_Al | Surface_WQ_3.2_Al | Fe_WQ_Al_3.2
Upper Guyandotte River | 5102 | WV1022601 | 009 | Stonecoal Creek | WV-OGU-141-B | Tommy Creek | WVOG-139-A | -81.2126 | 37.5862 | POCAHONTAS COAL COMPANY LLC | 2010-09-15 | 4.43 | 5.48 |  | 9.91 | 1.42 | 2.46 | 0.36 | 0.63 | 2 | 3.47 | Unimpaired - Delete | 0.75_Al | Surface | WQ | Surface_WQ_0.75_Al | Surface_WQ_0.75_Al | Fe_WQ_Al_.75
Upper Guyandotte River | 5102 | WV1022601 | 008 | Stonecoal Creek | WV-OGU-141-B | Tommy Creek | WVOG-139-A | -81.2093 | 37.5836 | POCAHONTAS COAL COMPANY LLC | 2010-09-15 | 5.96 | 5.54 |  | 11.5 | 1.42 | 2.46 | 0.36 | 0.63 | 2 | 3.47 | Unimpaired - Delete | 0.75_Al | Surface | WQ | Surface_WQ_0.75_Al | Surface_WQ_0.75_Al | Fe_WQ_Al_.75
Upper Guyandotte River | 5102 | WV1026836 | 001 | Stonecoal Creek | WV-OGU-141-B | Tommy Creek | WVOG-139-A | -81.2182 | 37.5946 | POCAHONTAS COAL COMPANY LLC | 2013-03-25 | 7.59 | 17.14 |  | 24.73 | 2.05 | 3.55 | 0.08 | 0.14 | 2 | 3.47 | Unimpaired - Delete | 0.75_Al | Surface | Tech | Surface_Tech_0.75_Al | Surface_Tech_0.75_Al | Fe_Tech_Al_.75
Upper Guyandotte River | 5101 | WV1026836 | 002 | Stonecoal Creek | WV-OGU-141-B | Tommy Creek | WVOG-139-A | -81.2279 | 37.5904 | POCAHONTAS COAL COMPANY LLC | 2013-03-25 | 13.46 | 42.96 |  | 56.42 | 2.05 | 3.55 | 0.08 | 0.14 | 2 | 3.47 | Unimpaired - Delete | 0.75_Al | Surface | Tech | Surface_Tech_0.75_Al | Surface_Tech_0.75_Al | Fe_Tech_Al_.75
Upper Guyandotte River | 5101 | WV1026836 | 003 | Stonecoal Creek | WV-OGU-141-B | Tommy Creek | WVOG-139-A | -81.2304 | 37.5901 | POCAHONTAS COAL COMPANY LLC | 2013-03-25 | 3.6 | 3.04 |  | 6.64 | 2.05 | 3.55 | 0.08 | 0.14 | 2 | 3.47 | Unimpaired - Delete | 0.75_Al | Surface | Tech | Surface_Tech_0.75_Al | Surface_Tech_0.75_Al | Fe_Tech_Al_.75
Upper Guyandotte River | 5101 | WV1026836 | 004 | Stonecoal Creek | WV-OGU-141-B | Tommy Creek | WVOG-139-A | -81.232 | 37.5912 | POCAHONTAS COAL COMPANY LLC | 2013-03-25 | 4.33 | 38.16 |  | 42.49 | 2.05 | 3.55 | 0.08 | 0.14 | 2 | 3.47 | Unimpaired - Delete | 0.75_Al | Surface | Tech | Surface_Tech_0.75_Al | Surface_Tech_0.75_Al | Fe_Tech_Al_.75
Upper Guyandotte River | 5101 | WV1026836 | 005 | Stonecoal Creek | WV-OGU-141-B | Tommy Creek | WVOG-139-A | -81.2362 | 37.5912 | POCAHONTAS COAL COMPANY LLC | 2013-03-25 | 7.14 | 68.86 |  | 76 | 2.05 | 3.55 | 0.08 | 0.14 | 2 | 3.47 | Unimpaired - Delete | 0.75_Al | Surface | Tech | Surface_Tech_0.75_Al | Surface_Tech_0.75_Al | Fe_Tech_Al_.75
Upper Guyandotte River | 5101 | WV1026836 | 006 | Stonecoal Creek | WV-OGU-141-B | Tommy Creek | WVOG-139-A | -81.2384 | 37.5915 | POCAHONTAS COAL COMPANY LLC | 2013-03-25 | 3.59 | 0.29 |  | 3.88 | 2.05 | 3.55 | 0.08 | 0.14 | 2 | 3.47 | Unimpaired - Delete | 0.75_Al | Surface | Tech | Surface_Tech_0.75_Al | Surface_Tech_0.75_Al | Fe_Tech_Al_.75
Upper Guyandotte River | 5101 | WV1026836 | 007 | Stonecoal Creek | WV-OGU-141-B | Tommy Creek | WVOG-139-A | -81.2409 | 37.5928 | POCAHONTAS COAL COMPANY LLC | 2013-03-25 | 9.6 | 6.1 |  | 15.7 | 2.05 | 3.55 | 0.08 | 0.14 | 2 | 3.47 | Unimpaired - Delete | 0.75_Al | Surface | Tech | Surface_Tech_0.75_Al | Surface_Tech_0.75_Al | Fe_Tech_Al_.75
Upper Guyandotte River | 5097 | WV1000063 | 011 | Stonecoal Creek | WV-OGU-141-B | Tommy Creek | WVOG-139-A | -81.2839 | 37.6148 | POCAHONTAS COAL COMPANY LLC | 1986-09-17 | 6.77 | 36.65 |  | 43.42 | 3 | 5.26 | 1.88 | 3.27 | 2 | 3.47 | Unimpaired - Delete | 3.2_Al | Surface | Tech | Surface_Tech_3.2_Al | Surface_Tech_3.2_Al | Fe_Tech_Al_3.2
Upper Guyandotte River | 5097 | WV1000063 | 012 | Stonecoal Creek | WV-OGU-141-B | Tommy Creek | WVOG-139-A | -81.2834 | 37.61 | POCAHONTAS COAL COMPANY LLC | 1986-09-17 | 6.77 | 71.01 |  | 77.78 | 3 | 5.26 | 1.88 | 3.27 | 2 | 3.47 | Unimpaired - Delete | 3.2_Al | Surface | Tech | Surface_Tech_3.2_Al | Surface_Tech_3.2_Al | Fe_Tech_Al_3.2
Upper Guyandotte River | 5097 | WV1000063 | 013 | Stonecoal Creek | WV-OGU-141-B | Tommy Creek | WVOG-139-A | -81.2814 | 37.6061 | POCAHONTAS COAL COMPANY LLC | 1986-09-17 | 8.67 | 45.65 |  | 54.32 | 3 | 5.26 | 1.88 | 3.27 | 2 | 3.47 | Unimpaired - Delete | 3.2_Al | Surface | Tech | Surface_Tech_3.2_Al | Surface_Tech_3.2_Al | Fe_Tech_Al_3.2
Upper Guyandotte River | 5097 | WV1000063 | 014 | Stonecoal Creek | WV-OGU-141-B | Tommy Creek | WVOG-139-A | -81.2707 | 37.6157 | POCAHONTAS COAL COMPANY LLC | 1993-07-22 | 1.84 | 32.82 |  | 34.66 | 3 | 5.26 | 1.88 | 3.27 | 2 | 3.47 | Unimpaired - Delete | 3.2_Al | Surface | Tech | Surface_Tech_3.2_Al | Surface_Tech_3.2_Al | Fe_Tech_Al_3.2
Upper Guyandotte River | 4021 | WV1026844 | 001 | Indian Creek | WV-OGU-84-F | Shop Branch | WVOG-110-B | -81.6104 | 37.5714 | BROOKS RUN MINING COMPANY, LLC | 2015-04-24 | 1 | 0 | 2.23 | 1 | 0.3 | 0.52 | 0.09 | 0.16 | 2 | 3.47 | Unimpaired - Delete | 0.75_Al | DMR | WQ | DMR_WQ_0.75_Al | DMR_WQ_0.75_Al | DMR Only
Upper Guyandotte River | 2602 | WV1026861 | 001 | Reedy Branch | WV-OGU-68 | Reedy Branch | WVOG-99 | -81.7329 | 37.6318 | GILBERT MINE, INC | 2014-08-26 | 5.6 | 3.4 | 0.7 | 9 | 0.31 | 0.54 | 0.12 | 0.22 | 2 | 3.47 | Unimpaired - Delete | 0.75_Al | Surface | WQ | Surface_WQ_0.75_Al | Surface_WQ_0.75_Al | Fe_WQ_Al_.75
Upper Guyandotte River | 2210 | WV1026950 | 010 | Little Huff Creek | WV-OGU-54-T | Pad Fork | WVOG-92-Q | -81.6912 | 37.5051 | WVDEP OFFICE OF SPECIAL RECLAMATION | 2013-03-22 | 0 | 0 | 0.2 | 0 | 0 | 0 | 0.43 | 0.75 | 0 | 0 | Unimpaired - Delete | 3.2_Al | DMR | WQ | DMR_WQ_3.2_Al | DMR_WQ_3.2_Al | DMR Only
Upper Guyandotte River | 2198 | WV1027573 | 009 | Little Huff Creek | WV-OGU-54-K | Muzzle Creek | WVOG-92-I | -81.819 | 37.5115 | CEDAR BRANCH MINING LLC | 2016-11-18 | 1.3 | 1.4 |  | 2.7 | 0.84 | 1.45 | 2.31 | 4 | 2 | 3.47 | Unimpaired - Delete | 3.2_Al | Surface | WQ | Surface_WQ_3.2_Al | Surface_WQ_3.2_Al | Fe_WQ_Al_3.2
Upper Guyandotte River | 2198 | WV1027573 | 010 | Little Huff Creek | WV-OGU-54-K | Muzzle Creek | WVOG-92-I | -81.8182 | 37.5098 | CEDAR BRANCH MINING LLC | 2016-11-18 | 1.1 | 1 |  | 2.1 | 0.84 | 1.45 | 2.31 | 4 | 2 | 3.47 | Unimpaired - Delete | 3.2_Al | Surface | WQ | Surface_WQ_3.2_Al | Surface_WQ_3.2_Al | Fe_WQ_Al_3.2
Upper Guyandotte River | 2198 | WV1027573 | 011 | Little Huff Creek | WV-OGU-54-K | Muzzle Creek | WVOG-92-I | -81.8187 | 37.5093 | CEDAR BRANCH MINING LLC | 2016-11-18 | 13.4 | 1.9 |  | 15.3 | 0.84 | 1.45 | 2.31 | 4 | 2 | 3.47 | Unimpaired - Delete | 3.2_Al | Surface | WQ | Surface_WQ_3.2_Al | Surface_WQ_3.2_Al | Fe_WQ_Al_3.2
Upper Guyandotte River | 2198 | WV1027573 | 012 | Little Huff Creek | WV-OGU-54-K | Muzzle Creek | WVOG-92-I | -81.8173 | 37.5076 | CEDAR BRANCH MINING LLC | 2016-11-18 | 4.6 | 1 |  | 5.6 | 0.84 | 1.45 | 2.31 | 4 | 2 | 3.46 | Unimpaired - Delete | 3.2_Al | Surface | WQ | Surface_WQ_3.2_Al | Surface_WQ_3.2_Al | Fe_WQ_Al_3.2
Upper Guyandotte River | 2198 | WV1027573 | 001 | Little Huff Creek | WV-OGU-54-K | Muzzle Creek | WVOG-92-I | -81.8096 | 37.5171 | CEDAR BRANCH MINING LLC | 2016-11-18 | 2.5 | 0 |  | 2.5 | 0.84 | 1.45 | 2.31 | 4 | 2 | 3.47 | Unimpaired - Delete | 3.2_Al | Surface | WQ | Surface_WQ_3.2_Al | Surface_WQ_3.2_Al | Fe_WQ_Al_3.2
Upper Guyandotte River | 2198 | WV1027573 | 002 | Little Huff Creek | WV-OGU-54-K | Muzzle Creek | WVOG-92-I | -81.8118 | 37.5157 | CEDAR BRANCH MINING LLC | 2016-11-18 | 3.7 | 2.9 |  | 6.6 | 0.84 | 1.45 | 2.31 | 4 | 2 | 3.47 | Unimpaired - Delete | 3.2_Al | Surface | WQ | Surface_WQ_3.2_Al | Surface_WQ_3.2_Al | Fe_WQ_Al_3.2
Upper Guyandotte River | 2198 | WV1027573 | 003 | Little Huff Creek | WV-OGU-54-K | Muzzle Creek | WVOG-92-I | -81.8143 | 37.5154 | CEDAR BRANCH MINING LLC | 2016-11-18 | 4.5 | 2.7 |  | 7.2 | 0.84 | 1.45 | 2.31 | 4 | 2 | 3.47 | Unimpaired - Delete | 3.2_Al | Surface | WQ | Surface_WQ_3.2_Al | Surface_WQ_3.2_Al | Fe_WQ_Al_3.2
Upper Guyandotte River | 2198 | WV1027573 | 004 | Little Huff Creek | WV-OGU-54-K | Muzzle Creek | WVOG-92-I | -81.8171 | 37.5148 | CEDAR BRANCH MINING LLC | 2016-11-18 | 6.1 | 0 |  | 6.1 | 0.84 | 1.45 | 2.31 | 4 | 2 | 3.47 | Unimpaired - Delete | 3.2_Al | Surface | WQ | Surface_WQ_3.2_Al | Surface_WQ_3.2_Al | Fe_WQ_Al_3.2
Upper Guyandotte River | 2198 | WV1027573 | 005 | Little Huff Creek | WV-OGU-54-K | Muzzle Creek | WVOG-92-I | -81.8187 | 37.5143 | CEDAR BRANCH MINING LLC | 2016-11-18 | 4.3 | 1.7 |  | 6 | 0.84 | 1.45 | 2.31 | 4 | 2 | 3.47 | Unimpaired - Delete | 3.2_Al | Surface | WQ | Surface_WQ_3.2_Al | Surface_WQ_3.2_Al | Fe_WQ_Al_3.2
Upper Guyandotte River | 2198 | WV1027573 | 006 | Little Huff Creek | WV-OGU-54-K | Muzzle Creek | WVOG-92-I | -81.8218 | 37.5129 | CEDAR BRANCH MINING LLC | 2016-11-18 | 12.3 | 2.2 |  | 14.5 | 0.84 | 1.45 | 2.31 | 4 | 2 | 3.47 | Unimpaired - Delete | 3.2_Al | Surface | WQ | Surface_WQ_3.2_Al | Surface_WQ_3.2_Al | Fe_WQ_Al_3.2
Upper Guyandotte River | 2198 | WV1027573 | 007 | Little Huff Creek | WV-OGU-54-K | Muzzle Creek | WVOG-92-I | -81.8209 | 37.5115 | CEDAR BRANCH MINING LLC | 2016-11-18 | 4.3 | 0.8 |  | 5.1 | 0.84 | 1.45 | 2.31 | 4 | 2 | 3.47 | Unimpaired - Delete | 3.2_Al | Surface | WQ | Surface_WQ_3.2_Al | Surface_WQ_3.2_Al | Fe_WQ_Al_3.2
Upper Guyandotte River | 2198 | WV1027573 | 008 | Little Huff Creek | WV-OGU-54-K | Muzzle Creek | WVOG-92-I | -81.8204 | 37.5109 | CEDAR BRANCH MINING LLC | 2016-11-18 | 7.3 | 1.7 |  | 9 | 0.84 | 1.45 | 2.31 | 4 | 2 | 3.47 | Unimpaired - Delete | 3.2_Al | Surface | WQ | Surface_WQ_3.2_Al | Surface_WQ_3.2_Al | Fe_WQ_Al_3.2
Upper Guyandotte River | 5092 | WV1027603 | 050 | Devils Fork | WV-OGU-140-K-6 | Lefthand Fork/Bluff Fork | WVOG-137-B-1 | -81.2067 | 37.5384 | WVDEP OFFICE OF SPECIAL RECLAMATION | 2013-06-28 | 5 | 2.3 |  | 7.3 | 1.42 | 2.46 | 0 | 0 | 0 | 0 | Unimpaired - Delete | 3.2_Al | Surface | WQ | Surface_WQ_3.2_Al | Surface_WQ_3.2_Al | Fe_WQ_Al_3.2
Upper Guyandotte River | 5092 | WV1027603 | 060 | Devils Fork | WV-OGU-140-K-6 | Lefthand Fork/Bluff Fork | WVOG-137-B-1 | -81.2091 | 37.5379 | WVDEP OFFICE OF SPECIAL RECLAMATION | 2013-06-28 | 16 | 38.3 |  | 54.3 | 1.42 | 2.46 | 0 | 0 | 0 | 0 | Unimpaired - Delete | 3.2_Al | Surface | WQ | Surface_WQ_3.2_Al | Surface_WQ_3.2_Al | Fe_WQ_Al_3.2
Upper Guyandotte River | 5092 | WV1027603 | 070 | Devils Fork | WV-OGU-140-K-6 | Lefthand Fork/Bluff Fork | WVOG-137-B-1 | -81.2053 | 37.5387 | WVDEP OFFICE OF SPECIAL RECLAMATION | 2013-06-28 | 2.7 | 4 |  | 6.7 | 1.42 | 2.46 | 0 | 0 | 0 | 0 | Unimpaired - Delete | 3.2_Al | Surface | WQ | Surface_WQ_3.2_Al | Surface_WQ_3.2_Al | Fe_WQ_Al_3.2
Upper Guyandotte River | 5050 | WV1027620 | 020 | Slab Fork | WV-OGU-132-E | Cedar Creek | WVOG-134-B | -81.3759 | 37.6252 | WVDEP OFFICE OF SPECIAL RECLAMATION | 2013-06-28 | 1 | 0 | 0.07 | 1 | 0 | 0 | 0 | 0 | 0 | 0 | Unimpaired - Delete | 0.087 | DMR | 1 | DMR_1_0.087 | DMR_1_0.087 | DMR Only
Upper Guyandotte River | 5051 | WV1027638 | 003 | Slab Fork | WV-OGU-132 | Slab Fork | WVOG-134 | -81.3857 | 37.6176 | WVDEP OFFICE OF SPECIAL RECLAMATION | 2013-07-19 | 0 | 209.7 |  | 209.7 | 3 | 5.2 | 3.1 | 5.3 | 0 | 0 | Unimpaired - Delete | 3.2_Al | Surface | Tech | Surface_Tech_3.2_Al | Surface_Tech_3.2_Al | Fe_Tech_Al_3.2
Upper Guyandotte River | 5080 | WV1027816 | 009 | Devils Fork | WV-OGU-140-C | Beetree Branch | WVOG-137-A | -81.3112 | 37.5721 | POCAHONTAS COAL COMPANY LLC | 2014-09-19 | 5.11 | 6.9 |  | 12.01 | 0.95 | 1.64 | 0.93 | 1.6 | 2 | 3.47 | Unimpaired - Delete | 3.2_Al | Surface | 1.0 in Trout | Surface_1.0 in Trout_3.2_Al | Surface_1.0 in Trout_3.2_Al | Fe_WQ_Al_3.2
Upper Guyandotte River | 5080 | WV1027816 | 010 | Devils Fork | WV-OGU-140-C | Beetree Branch | WVOG-137-A | -81.3115 | 37.5721 | POCAHONTAS COAL COMPANY LLC | 2014-09-19 | 2.81 | 11.39 |  | 14.2 | 0.95 | 1.64 | 0.93 | 1.6 | 2 | 3.47 | Unimpaired - Delete | 3.2_Al | Surface | 1.0 in Trout | Surface_1.0 in Trout_3.2_Al | Surface_1.0 in Trout_3.2_Al | Fe_WQ_Al_3.2
Upper Guyandotte River | 5080 | WV1027816 | 011 | Devils Fork | WV-OGU-140-C | Beetree Branch | WVOG-137-A | -81.3114 | 37.5715 | POCAHONTAS COAL COMPANY LLC | 2014-09-19 | 6.42 | 14.97 |  | 21.39 | 0.95 | 1.64 | 0.93 | 1.6 | 2 | 3.47 | Unimpaired - Delete | 3.2_Al | Surface | 1.0 in Trout | Surface_1.0 in Trout_3.2_Al | Surface_1.0 in Trout_3.2_Al | Fe_WQ_Al_3.2
Upper Guyandotte River | 5080 | WV1027816 | 012 | Devils Fork | WV-OGU-140-C | Beetree Branch | WVOG-137-A | -81.3095 | 37.5698 | POCAHONTAS COAL COMPANY LLC | 2014-09-19 | 8.54 | 6.42 |  | 14.96 | 0.95 | 1.64 | 0.93 | 1.6 | 2 | 3.47 | Unimpaired - Delete | 3.2_Al | Surface | 1.0 in Trout | Surface_1.0 in Trout_3.2_Al | Surface_1.0 in Trout_3.2_Al | Fe_WQ_Al_3.2
Upper Guyandotte River | 5080 | WV1027816 | 013 | Devils Fork | WV-OGU-140-C | Beetree Branch | WVOG-137-A | -81.309 | 37.5654 | POCAHONTAS COAL COMPANY LLC | 2014-09-19 | 2.76 | 5.97 |  | 8.73 | 0.95 | 1.64 | 0.93 | 1.6 | 2 | 3.47 | Unimpaired - Delete | 3.2_Al | Surface | 1.0 in Trout | Surface_1.0 in Trout_3.2_Al | Surface_1.0 in Trout_3.2_Al | Fe_WQ_Al_3.2
Upper Guyandotte River | 5080 | WV1027816 | 014 | Devils Fork | WV-OGU-140-C | Beetree Branch | WVOG-137-A | -81.3121 | 37.563 | POCAHONTAS COAL COMPANY LLC | 2014-09-19 | 3.69 | 7.59 |  | 11.28 | 0.95 | 1.64 | 0.93 | 1.6 | 2 | 3.47 | Unimpaired - Delete | 3.2_Al | Surface | 1.0 in Trout | Surface_1.0 in Trout_3.2_Al | Surface_1.0 in Trout_3.2_Al | Fe_WQ_Al_3.2
Upper Guyandotte River | 5079 | WV1027816 | 018 | Devils Fork | WV-OGU-140 | Devils Fork | WVOG-137 | -81.2953 | 37.5963 | POCAHONTAS COAL COMPANY LLC | 2014-09-19 | 2.69 | 3.7 |  | 6.39 | 0.43 | 0.74 | 0.23 | 0.4 | 2 | 3.47 | Unimpaired - Delete | 0.75_Al | Surface | 1.0 in Trout | Surface_1.0 in Trout_0.75_Al | Surface_1.0 in Trout_0.75_Al | Fe_Trout_Al_.75
Upper Guyandotte River | 5079 | WV1027816 | 019 | Devils Fork | WV-OGU-140 | Devils Fork | WVOG-137 | -81.2951 | 37.5967 | POCAHONTAS COAL COMPANY LLC | 2014-09-19 | 0.76 | 0.41 |  | 1.17 | 0.43 | 0.74 | 0.23 | 0.4 | 2 | 3.47 | Unimpaired - Delete | 0.75_Al | Surface | 1.0 in Trout | Surface_1.0 in Trout_0.75_Al | Surface_1.0 in Trout_0.75_Al | Fe_Trout_Al_.75
Upper Guyandotte River | 5079 | WV1027816 | 020 | Devils Fork | WV-OGU-140 | Devils Fork | WVOG-137 | -81.2948 | 37.5968 | POCAHONTAS COAL COMPANY LLC | 2014-09-19 | 0.43 | 0.63 |  | 1.06 | 0.43 | 0.74 | 0.23 | 0.4 | 2 | 3.47 | Unimpaired - Delete | 0.75_Al | Surface | 1.0 in Trout | Surface_1.0 in Trout_0.75_Al | Surface_1.0 in Trout_0.75_Al | Fe_Trout_Al_.75
Upper Guyandotte River | 5079 | WV1027816 | 021 | Devils Fork | WV-OGU-140 | Devils Fork | WVOG-137 | -81.2946 | 37.5967 | POCAHONTAS COAL COMPANY LLC | 2014-09-19 | 9.24 | 17.3 |  | 26.54 | 0.43 | 0.74 | 0.23 | 0.4 | 2 | 3.47 | Unimpaired - Delete | 0.75_Al | Surface | 1.0 in Trout | Surface_1.0 in Trout_0.75_Al | Surface_1.0 in Trout_0.75_Al | Fe_Trout_Al_.75
Upper Guyandotte River | 5079 | WV1027816 | 022 | Devils Fork | WV-OGU-140 | Devils Fork | WVOG-137 | -81.2909 | 37.5939 | POCAHONTAS COAL COMPANY LLC | 2014-09-19 | 6.5 | 12.02 |  | 18.52 | 0.43 | 0.74 | 0.23 | 0.4 | 2 | 3.47 | Unimpaired - Delete | 0.75_Al | Surface | 1.0 in Trout | Surface_1.0 in Trout_0.75_Al | Surface_1.0 in Trout_0.75_Al | Fe_Trout_Al_.75
Upper Guyandotte River | 5079 | WV1027816 | 023 | Devils Fork | WV-OGU-140 | Devils Fork | WVOG-137 | -81.2921 | 37.591 | POCAHONTAS COAL COMPANY LLC | 2014-09-19 | 5.9 | 22.89 |  | 28.79 | 0.43 | 0.74 | 0.23 | 0.4 | 2 | 3.47 | Unimpaired - Delete | 0.75_Al | Surface | 1.0 in Trout | Surface_1.0 in Trout_0.75_Al | Surface_1.0 in Trout_0.75_Al | Fe_Trout_Al_.75
Upper Guyandotte River | 5079 | WV1027816 | 024 | Devils Fork | WV-OGU-140 | Devils Fork | WVOG-137 | -81.2882 | 37.5899 | POCAHONTAS COAL COMPANY LLC | 2014-09-19 | 5.22 | 35.12 |  | 40.34 | 0.43 | 0.74 | 0.23 | 0.4 | 2 | 3.47 | Unimpaired - Delete | 0.75_Al | Surface | 1.0 in Trout | Surface_1.0 in Trout_0.75_Al | Surface_1.0 in Trout_0.75_Al | Fe_Trout_Al_.75
Upper Guyandotte River | 5079 | WV1027816 | 025 | Devils Fork | WV-OGU-140 | Devils Fork | WVOG-137 | -81.2928 | 37.5902 | POCAHONTAS COAL COMPANY LLC | 2014-09-19 | 3.2 | 3.47 |  | 6.67 | 0.43 | 0.74 | 0.23 | 0.4 | 2 | 3.47 | Unimpaired - Delete | 0.75_Al | Surface | 1.0 in Trout | Surface_1.0 in Trout_0.75_Al | Surface_1.0 in Trout_0.75_Al | Fe_Trout_Al_.75
Upper Guyandotte River | 5079 | WV1027816 | 026 | Devils Fork | WV-OGU-140 | Devils Fork | WVOG-137 | -81.2937 | 37.5899 | POCAHONTAS COAL COMPANY LLC | 2014-09-19 | 2.83 | 2.39 |  | 5.22 | 0.43 | 0.74 | 0.23 | 0.4 | 2 | 3.47 | Unimpaired - Delete | 0.75_Al | Surface | 1.0 in Trout | Surface_1.0 in Trout_0.75_Al | Surface_1.0 in Trout_0.75_Al | Fe_Trout_Al_.75
Upper Guyandotte River | 5079 | WV1027816 | 027 | Devils Fork | WV-OGU-140 | Devils Fork | WVOG-137 | -81.2943 | 37.5881 | POCAHONTAS COAL COMPANY LLC | 2014-09-19 | 5.49 | 17.86 |  | 23.35 | 0.43 | 0.74 | 0.23 | 0.4 | 2 | 3.47 | Unimpaired - Delete | 0.75_Al | Surface | 1.0 in Trout | Surface_1.0 in Trout_0.75_Al | Surface_1.0 in Trout_0.75_Al | Fe_Trout_Al_.75
Upper Guyandotte River | 5079 | WV1027816 | 028 | Devils Fork | WV-OGU-140 | Devils Fork | WVOG-137 | -81.2953 | 37.5853 | POCAHONTAS COAL COMPANY LLC | 2014-09-19 | 8.03 | 19.51 |  | 27.54 | 0.43 | 0.74 | 0.23 | 0.4 | 2 | 3.47 | Unimpaired - Delete | 0.75_Al | Surface | 1.0 in Trout | Surface_1.0 in Trout_0.75_Al | Surface_1.0 in Trout_0.75_Al | Fe_Trout_Al_.75
Upper Guyandotte River | 5079 | WV1027816 | 029 | Devils Fork | WV-OGU-140 | Devils Fork | WVOG-137 | -81.2987 | 37.5823 | POCAHONTAS COAL COMPANY LLC | 2014-09-19 | 8.69 | 1.35 |  | 10.04 | 0.43 | 0.74 | 0.23 | 0.4 | 2 | 3.47 | Unimpaired - Delete | 0.75_Al | Surface | 1.0 in Trout | Surface_1.0 in Trout_0.75_Al | Surface_1.0 in Trout_0.75_Al | Fe_Trout_Al_.75
Upper Guyandotte River | 5079 | WV1027816 | 015 | Devils Fork | WV-OGU-140 | Devils Fork | WVOG-137 | -81.3015 | 37.5855 | POCAHONTAS COAL COMPANY LLC | 2014-09-19 | 6.61 | 12.32 |  | 18.93 | 0.95 | 1.64 | 0.1 | 0.17 | 2 | 3.47 | Unimpaired - Delete | 0.75_Al | Surface | 1.0 in Trout | Surface_1.0 in Trout_0.75_Al | Surface_1.0 in Trout_0.75_Al | Fe_Trout_Al_.75
Upper Guyandotte River | 5079 | WV1027816 | 001 | Devils Fork | WV-OGU-140 | Devils Fork | WVOG-137 | -81.3212 | 37.5943 | POCAHONTAS COAL COMPANY LLC | 2014-09-19 | 8.87 | 9.86 |  | 18.73 | 0.95 | 1.64 | 0.1 | 0.17 | 2 | 3.47 | Unimpaired - Delete | 0.75_Al | Surface | 1.0 in Trout | Surface_1.0 in Trout_0.75_Al | Surface_1.0 in Trout_0.75_Al | Fe_Trout_Al_.75
Upper Guyandotte River | 5079 | WV1027816 | 002 | Devils Fork | WV-OGU-140 | Devils Fork | WVOG-137 | -81.3173 | 37.5901 | POCAHONTAS COAL COMPANY LLC | 2014-09-19 | 3.31 | 7.78 |  | 11.09 | 0.95 | 1.64 | 0.1 | 0.17 | 2 | 3.47 | Unimpaired - Delete | 0.75_Al | Surface | 1.0 in Trout | Surface_1.0 in Trout_0.75_Al | Surface_1.0 in Trout_0.75_Al | Fe_Trout_Al_.75
Upper Guyandotte River | 5081 | WV1027816 | 030 | Devils Fork | WV-OGU-140 | Devils Fork | WVOG-137 | -81.2967 | 37.5812 | POCAHONTAS COAL COMPANY LLC | 2014-09-19 | 4.47 | 4.5 |  | 8.97 | 0.95 | 1.64 | 0.13 | 0.22 | 2 | 3.47 | Unimpaired - Delete | 0.75_Al | Surface | 1.0 in Trout | Surface_1.0 in Trout_0.75_Al | Surface_1.0 in Trout_0.75_Al | Fe_Trout_Al_.75
Upper Guyandotte River | 5081 | WV1027816 | 031 | Devils Fork | WV-OGU-140 | Devils Fork | WVOG-137 | -81.2934 | 37.5812 | POCAHONTAS COAL COMPANY LLC | 2014-09-19 | 4.6 | 11.26 |  | 15.86 | 0.95 | 1.64 | 0.13 | 0.22 | 2 | 3.47 | Unimpaired - Delete | 0.75_Al | Surface | 1.0 in Trout | Surface_1.0 in Trout_0.75_Al | Surface_1.0 in Trout_0.75_Al | Fe_Trout_Al_.75
Upper Guyandotte River | 5081 | WV1027816 | 032 | Devils Fork | WV-OGU-140 | Devils Fork | WVOG-137 | -81.2903 | 37.5809 | POCAHONTAS COAL COMPANY LLC | 2014-09-19 | 5.85 | 5.68 |  | 11.53 | 0.95 | 1.64 | 0.13 | 0.22 | 2 | 3.47 | Unimpaired - Delete | 0.75_Al | Surface | 1.0 in Trout | Surface_1.0 in Trout_0.75_Al | Surface_1.0 in Trout_0.75_Al | Fe_Trout_Al_.75
Upper Guyandotte River | 5081 | WV1027816 | 033 | Devils Fork | WV-OGU-140 | Devils Fork | WVOG-137 | -81.2851 | 37.5843 | POCAHONTAS COAL COMPANY LLC | 2014-09-19 | 4.15 | 3.39 |  | 7.54 | 0.95 | 1.64 | 2.48 | 4.29 | 2 | 3.47 | Unimpaired - Delete | 3.2_Al | Surface | 1.0 in Trout | Surface_1.0 in Trout_3.2_Al | Surface_1.0 in Trout_3.2_Al | Fe_Trout_Al_3.2
Upper Guyandotte River | 5079 | WV1027816 | 003 | Devils Fork | WV-OGU-140 | Devils Fork | WVOG-137 | -81.3145 | 37.5907 | POCAHONTAS COAL COMPANY LLC | 2014-09-19 | 12.92 | 9.11 |  | 22.03 | 0.95 | 1.64 | 0.1 | 0.17 | 2 | 3.47 | Unimpaired - Delete | 0.75_Al | Surface | 1.0 in Trout | Surface_1.0 in Trout_0.75_Al | Surface_1.0 in Trout_0.75_Al | Fe_Trout_Al_.75
Upper Guyandotte River | 5079 | WV1027816 | 004 | Devils Fork | WV-OGU-140 | Devils Fork | WVOG-137 | -81.3107 | 37.5882 | POCAHONTAS COAL COMPANY LLC | 2014-09-19 | 18.68 | 23.06 |  | 41.74 | 0.95 | 1.64 | 0.1 | 0.17 | 2 | 3.47 | Unimpaired - Delete | 0.75_Al | Surface | 1.0 in Trout | Surface_1.0 in Trout_0.75_Al | Surface_1.0 in Trout_0.75_Al | Fe_Trout_Al_.75
Upper Guyandotte River | 5079 | WV1027816 | 005 | Devils Fork | WV-OGU-140 | Devils Fork | WVOG-137 | -81.3084 | 37.5837 | POCAHONTAS COAL COMPANY LLC | 2014-09-19 | 7.52 | 5.5 |  | 13.02 | 0.95 | 1.64 | 0.1 | 0.17 | 2 | 3.47 | Unimpaired - Delete | 0.75_Al | Surface | 1.0 in Trout | Surface_1.0 in Trout_0.75_Al | Surface_1.0 in Trout_0.75_Al | Fe_Trout_Al_.75
Upper Guyandotte River | 5079 | WV1027816 | 006 | Devils Fork | WV-OGU-140 | Devils Fork | WVOG-137 | -81.3054 | 37.5815 | POCAHONTAS COAL COMPANY LLC | 2014-09-19 | 6.9 | 7.28 |  | 14.18 | 0.95 | 1.64 | 0.1 | 0.18 | 2 | 3.47 | Unimpaired - Delete | 0.75_Al | Surface | 1.0 in Trout | Surface_1.0 in Trout_0.75_Al | Surface_1.0 in Trout_0.75_Al | Fe_Trout_Al_.75
Upper Guyandotte River | 5079 | WV1027816 | 007 | Devils Fork | WV-OGU-140 | Devils Fork | WVOG-137 | -81.3079 | 37.5787 | POCAHONTAS COAL COMPANY LLC | 2014-09-19 | 5.75 | 13.91 |  | 19.66 | 0.95 | 1.64 | 0.1 | 0.18 | 2 | 3.47 | Unimpaired - Delete | 0.75_Al | Surface | 1.0 in Trout | Surface_1.0 in Trout_0.75_Al | Surface_1.0 in Trout_0.75_Al | Fe_Trout_Al_.75
Upper Guyandotte River | 5081 | WV1024761 | 008 | Devils Fork | WV-OGU-140 | Devils Fork | WVOG-137 | -81.2848 | 37.5768 | POCAHONTAS COAL COMPANY LLC | 2012-03-09 | 7.9 | 8.8 |  | 16.7 | 1.43 | 2.48 | 0.13 | 0.22 | 2 | 3.47 | Unimpaired - Delete | 0.75_Al | Surface | WQ | Surface_WQ_0.75_Al | Surface_WQ_0.75_Al | Fe_WQ_Al_.75
Upper Guyandotte River | 5083 | WV1024761 | 021 | Devils Fork | WV-OGU-140 | Devils Fork | WVOG-137 | -81.2723 | 37.5632 | POCAHONTAS COAL COMPANY LLC | 2012-03-09 | 7.3 | 12 |  | 19.3 | 3 | 5.26 | 0.89 | 1.54 | 2 | 3.47 | Unimpaired - Delete | 3.2_Al | Surface | Tech | Surface_Tech_3.2_Al | Surface_Tech_3.2_Al | Fe_Tech_Al_3.2
Upper Guyandotte River | 5080 | WV1027816 | 008 | Devils Fork | WV-OGU-140-C | Beetree Branch | WVOG-137-A | -81.3068 | 37.5771 | POCAHONTAS COAL COMPANY LLC | 2014-09-19 | 8.45 | 8.93 |  | 17.38 | 0.95 | 1.64 | 0.93 | 1.6 | 2 | 3.47 | Unimpaired - Delete | 3.2_Al | Surface | 1.0 in Trout | Surface_1.0 in Trout_3.2_Al | Surface_1.0 in Trout_3.2_Al | Fe_WQ_Al_3.2
Upper Guyandotte River | 3052 | WV1027956 | 009 | Clear Fork | WV-OGU-70 | Clear Fork | WVOGC | -81.4537 | 37.7665 | ROCKWELL MINING, LLC | 2014-11-05 | 32.2 | 0 |  | 32.2 | 1.42 | 2.46 | 0.11 | 0.2 | 2 | 3.47 | Unimpaired - Delete | 0.75_Al | Surface | WQ | Surface_WQ_0.75_Al | Surface_WQ_0.75_Al | Fe_WQ_Al_.75
Upper Guyandotte River | 3052 | WV1027956 | 010 | Clear Fork | WV-OGU-70 | Clear Fork | WVOGC | -81.4574 | 37.7666 | ROCKWELL MINING, LLC | 2014-11-05 | 36.6 | 0 |  | 36.6 | 1.42 | 2.46 | 0.11 | 0.2 | 2 | 3.47 | Unimpaired - Delete | 0.75_Al | Surface | WQ | Surface_WQ_0.75_Al | Surface_WQ_0.75_Al | Fe_WQ_Al_.75
Upper Guyandotte River | 3052 | WV1027956 | 011 | Clear Fork | WV-OGU-70 | Clear Fork | WVOGC | -81.4583 | 37.767 | ROCKWELL MINING, LLC | 2014-11-05 | 3.6 | 0 |  | 3.6 | 1.42 | 2.46 | 0.11 | 0.2 | 2 | 3.47 | Unimpaired - Delete | 0.75_Al | Surface | WQ | Surface_WQ_0.75_Al | Surface_WQ_0.75_Al | Fe_WQ_Al_.75
Upper Guyandotte River | 3052 | WV1027956 | 012 | Clear Fork | WV-OGU-70 | Clear Fork | WVOGC | -81.4621 | 37.7687 | ROCKWELL MINING, LLC | 2014-11-05 | 100 | 0 |  | 100 | 1.42 | 2.46 | 0.11 | 0.2 | 2 | 3.47 | Unimpaired - Delete | 0.75_Al | Surface | WQ | Surface_WQ_0.75_Al | Surface_WQ_0.75_Al | Fe_WQ_Al_.75
Upper Guyandotte River | 3052 | WV1027956 | 013 | Clear Fork | WV-OGU-70 | Clear Fork | WVOGC | -81.4623 | 37.7659 | ROCKWELL MINING, LLC | 2014-11-05 | 3.2 | 0 |  | 3.2 | 1.42 | 2.46 | 0.11 | 0.2 | 2 | 3.47 | Unimpaired - Delete | 0.75_Al | Surface | WQ | Surface_WQ_0.75_Al | Surface_WQ_0.75_Al | Fe_WQ_Al_.75
Upper Guyandotte River | 3052 | WV1027956 | 014 | Clear Fork | WV-OGU-70 | Clear Fork | WVOGC | -81.4637 | 37.765 | ROCKWELL MINING, LLC | 2014-11-05 | 1.9 | 0 |  | 1.9 | 1.42 | 2.46 | 0.11 | 0.2 | 2 | 3.47 | Unimpaired - Delete | 0.75_Al | Surface | WQ | Surface_WQ_0.75_Al | Surface_WQ_0.75_Al | Fe_WQ_Al_.75
Upper Guyandotte River | 3052 | WV1027956 | 015 | Clear Fork | WV-OGU-70 | Clear Fork | WVOGC | -81.4646 | 37.7659 | ROCKWELL MINING, LLC | 2014-11-05 | 9.6 | 0 |  | 9.6 | 1.42 | 2.46 | 0.11 | 0.2 | 2 | 3.47 | Unimpaired - Delete | 0.75_Al | Surface | WQ | Surface_WQ_0.75_Al | Surface_WQ_0.75_Al | Fe_WQ_Al_.75
Upper Guyandotte River | 3052 | WV1027956 | 016 | Clear Fork | WV-OGU-70 | Clear Fork | WVOGC | -81.465 | 37.7654 | ROCKWELL MINING, LLC | 2014-11-05 | 2.1 | 0 |  | 2.1 | 1.42 | 2.46 | 0.11 | 0.2 | 2 | 3.47 | Unimpaired - Delete | 0.75_Al | Surface | WQ | Surface_WQ_0.75_Al | Surface_WQ_0.75_Al | Fe_WQ_Al_.75
Upper Guyandotte River | 3052 | WV1027956 | 017 | Clear Fork | WV-OGU-70 | Clear Fork | WVOGC | -81.4668 | 37.7662 | ROCKWELL MINING, LLC | 2014-11-05 | 57.6 | 0 |  | 57.6 | 1.42 | 2.46 | 0.11 | 0.2 | 2 | 3.47 | Unimpaired - Delete | 0.75_Al | Surface | WQ | Surface_WQ_0.75_Al | Surface_WQ_0.75_Al | Fe_WQ_Al_.75
Upper Guyandotte River | 3052 | WV1027956 | 018 | Clear Fork | WV-OGU-70 | Clear Fork | WVOGC | -81.469 | 37.7665 | ROCKWELL MINING, LLC | 2014-11-05 | 17.4 | 0 |  | 17.4 | 1.42 | 2.46 | 0.11 | 0.2 | 2 | 3.47 | Unimpaired - Delete | 0.75_Al | Surface | WQ | Surface_WQ_0.75_Al | Surface_WQ_0.75_Al | Fe_WQ_Al_.75
Upper Guyandotte River | 3052 | WV1027956 | 019 | Clear Fork | WV-OGU-70 | Clear Fork | WVOGC | -81.4718 | 37.7659 | ROCKWELL MINING, LLC | 2014-11-05 | 15.6 | 0 |  | 15.6 | 1.42 | 2.46 | 0.11 | 0.2 | 2 | 3.47 | Unimpaired - Delete | 0.75_Al | Surface | WQ | Surface_WQ_0.75_Al | Surface_WQ_0.75_Al | Fe_WQ_Al_.75
Upper Guyandotte River | 3052 | WV1027956 | 020 | Clear Fork | WV-OGU-70 | Clear Fork | WVOGC | -81.4754 | 37.7654 | ROCKWELL MINING, LLC | 2014-11-05 | 12.1 | 0 |  | 12.1 | 1.42 | 2.46 | 0.11 | 0.2 | 2 | 3.27 | Unimpaired - Delete | 0.75_Al | Surface | WQ | Surface_WQ_0.75_Al | Surface_WQ_0.75_Al | Fe_WQ_Al_.75
Upper Guyandotte River | 3051 | WV1027956 | 021 | Clear Fork | WV-OGU-70-AW | Knob Fork | WVOGC-28 | -81.4834 | 37.7698 | ROCKWELL MINING, LLC | 2014-11-05 | 31.5 | 0 |  | 31.5 | 1.42 | 2.46 | 0.13 | 0.23 | 2 | 3.47 | Unimpaired - Delete | 0.75_Al | Surface | WQ | Surface_WQ_0.75_Al | Surface_WQ_0.75_Al | Fe_WQ_Al_.75
Upper Guyandotte River | 3051 | WV1027956 | 022 | Clear Fork | WV-OGU-70-AW | Knob Fork | WVOGC-28 | -81.4801 | 37.7709 | ROCKWELL MINING, LLC | 2014-11-05 | 7 | 0 |  | 7 | 1.42 | 2.46 | 0.13 | 0.23 | 2 | 3.47 | Unimpaired - Delete | 0.75_Al | Surface | WQ | Surface_WQ_0.75_Al | Surface_WQ_0.75_Al | Fe_WQ_Al_.75
Upper Guyandotte River | 3051 | WV1027956 | 023 | Clear Fork | WV-OGU-70-AW | Knob Fork | WVOGC-28 | -81.4768 | 37.7721 | ROCKWELL MINING, LLC | 2014-11-05 | 23.3 | 0 |  | 23.3 | 1.42 | 2.46 | 0.13 | 0.23 | 2 | 3.47 | Unimpaired - Delete | 0.75_Al | Surface | WQ | Surface_WQ_0.75_Al | Surface_WQ_0.75_Al | Fe_WQ_Al_.75
Upper Guyandotte River | 3051 | WV1027956 | 024 | Clear Fork | WV-OGU-70-AW | Knob Fork | WVOGC-28 | -81.4743 | 37.7732 | ROCKWELL MINING, LLC | 2014-11-05 | 24.7 | 0 |  | 24.7 | 1.42 | 2.46 | 0.13 | 0.23 | 2 | 3.47 | Unimpaired - Delete | 0.75_Al | Surface | WQ | Surface_WQ_0.75_Al | Surface_WQ_0.75_Al | Fe_WQ_Al_.75
Upper Guyandotte River | 3051 | WV1027956 | 025 | Clear Fork | WV-OGU-70-AW | Knob Fork | WVOGC-28 | -81.4729 | 37.7759 | ROCKWELL MINING, LLC | 2014-11-05 | 107.1 | 0 |  | 107.1 | 1.42 | 2.46 | 0.13 | 0.23 | 2 | 3.47 | Unimpaired - Delete | 0.75_Al | Surface | WQ | Surface_WQ_0.75_Al | Surface_WQ_0.75_Al | Fe_WQ_Al_.75
Upper Guyandotte River | 3051 | WV1027956 | 026 | Clear Fork | WV-OGU-70-AW | Knob Fork | WVOGC-28 | -81.4701 | 37.779 | ROCKWELL MINING, LLC | 2014-11-05 | 32.4 | 0 |  | 32.4 | 1.42 | 2.46 | 0.13 | 0.23 | 2 | 3.47 | Unimpaired - Delete | 0.75_Al | Surface | WQ | Surface_WQ_0.75_Al | Surface_WQ_0.75_Al | Fe_WQ_Al_.75
Upper Guyandotte River | 3051 | WV1027956 | 027 | Clear Fork | WV-OGU-70-AW | Knob Fork | WVOGC-28 | -81.4651 | 37.7801 | ROCKWELL MINING, LLC | 2014-11-05 | 213.5 | 0 |  | 213.5 | 1.42 | 2.46 | 0.13 | 0.23 | 2 | 3.47 | Unimpaired - Delete | 0.75_Al | Surface | WQ | Surface_WQ_0.75_Al | Surface_WQ_0.75_Al | Fe_WQ_Al_.75
Upper Guyandotte River | 3051 | WV1027956 | 028 | Clear Fork | WV-OGU-70-AW | Knob Fork | WVOGC-28 | -81.4662 | 37.7821 | ROCKWELL MINING, LLC | 2014-11-05 | 9.3 | 0 |  | 9.3 | 1.42 | 2.46 | 0.13 | 0.23 | 2 | 3.47 | Unimpaired - Delete | 0.75_Al | Surface | WQ | Surface_WQ_0.75_Al | Surface_WQ_0.75_Al | Fe_WQ_Al_.75
Upper Guyandotte River | 3052 | WV1027956 | 006 | Clear Fork | WV-OGU-70 | Clear Fork | WVOGC | -81.4499 | 37.7651 | ROCKWELL MINING, LLC | 2014-11-05 | 15.9 | 0 |  | 15.9 | 1.42 | 2.46 | 0.11 | 0.2 | 2 | 3.47 | Unimpaired - Delete | 0.75_Al | Surface | WQ | Surface_WQ_0.75_Al | Surface_WQ_0.75_Al | Fe_WQ_Al_.75
Upper Guyandotte River | 3052 | WV1027956 | 007 | Clear Fork | WV-OGU-70 | Clear Fork | WVOGC | -81.4499 | 37.7656 | ROCKWELL MINING, LLC | 2014-11-05 | 2.7 | 0 |  | 2.7 | 1.42 | 2.46 | 0.11 | 0.2 | 2 | 3.47 | Unimpaired - Delete | 0.75_Al | Surface | WQ | Surface_WQ_0.75_Al | Surface_WQ_0.75_Al | Fe_WQ_Al_.75
Upper Guyandotte River | 3052 | WV1027956 | 008 | Clear Fork | WV-OGU-70 | Clear Fork | WVOGC | -81.4494 | 37.767 | ROCKWELL MINING, LLC | 2014-11-05 | 22.5 | 0 |  | 22.5 | 1.42 | 2.46 | 0.11 | 0.2 | 2 | 3.47 | Unimpaired - Delete | 0.75_Al | Surface | WQ | Surface_WQ_0.75_Al | Surface_WQ_0.75_Al | Fe_WQ_Al_.75
Upper Guyandotte River | 5109 | WV1021681 | 001 | Stonecoal Creek | WV-OGU-141-L | Pines Creek | WVOG-139-D | -81.2126 | 37.6168 | POCAHONTAS COAL COMPANY LLC | 2004-07-02 | 6.91 | 24.03 | 0.03 | 30.94 | 3 | 6 | 0 | 0 | 0 | 0 | Unimpaired - Delete | 3.2_Al | DMR and Landuse | Tech | DMR and Landuse_Tech_3.2_Al | DMR and Landuse_Tech_3.2_Al | Fe_Tech_Al_3.2
Upper Guyandotte River | 4107 | WV1028065 | 004 | Pinnacle Creek | WV-OGU-108 | Pinnacle Creek | WVOG-124 | -81.3429 | 37.4465 | WVDEP OFFICE OF SPECIAL RECLAMATION | 2014-09-05 | 0 | 326.6 |  | 326.6 | 0.95 | 1.64 | 0.08 | 0.14 | 0 | 0 | Unimpaired - Delete | 0.75_Al | Surface | 1.0 in Trout | Surface_1.0 in Trout_0.75_Al | Surface_1.0 in Trout_0.75_Al | Fe_Trout_Al_.75
Upper Guyandotte River | 1051 | WV1028073 | 010 | Island Creek | WV-OGU-1-T-6 | Right Fork/Pine Creek | WVOG-65-H-1 | -82.0675 | 37.7557 | COAL-MAC, INC. DBA PHOENIX COAL-MAC MINING, INC. | 2014-05-23 | 8.98 | 0 |  | 8.98 | 1.42 | 2.46 | 0.45 | 0.77 | 2 | 3.47 | Unimpaired - Delete | 3.2_Al | Surface | WQ | Surface_WQ_3.2_Al | Surface_WQ_3.2_Al | Fe_WQ_Al_3.2
Upper Guyandotte River | 1051 | WV1028073 | 011 | Island Creek | WV-OGU-1-T-6 | Right Fork/Pine Creek | WVOG-65-H-1 | -82.0709 | 37.7558 | COAL-MAC, INC. DBA PHOENIX COAL-MAC MINING, INC. | 2014-05-23 | 11.62 | 0 |  | 11.62 | 1.42 | 2.46 | 0.45 | 0.77 | 2 | 3.47 | Unimpaired - Delete | 3.2_Al | Surface | WQ | Surface_WQ_3.2_Al | Surface_WQ_3.2_Al | Fe_WQ_Al_3.2
Upper Guyandotte River | 1051 | WV1028073 | 012 | Island Creek | WV-OGU-1-T-6 | Right Fork/Pine Creek | WVOG-65-H-1 | -82.0723 | 37.7571 | COAL-MAC, INC. DBA PHOENIX COAL-MAC MINING, INC. | 2014-05-23 | 19.11 | 0 |  | 19.11 | 1.42 | 2.46 | 0.45 | 0.77 | 2 | 3.47 | Unimpaired - Delete | 3.2_Al | Surface | WQ | Surface_WQ_3.2_Al | Surface_WQ_3.2_Al | Fe_WQ_Al_3.2
Upper Guyandotte River | 1051 | WV1028073 | 013 | Island Creek | WV-OGU-1-T-6 | Right Fork/Pine Creek | WVOG-65-H-1 | -82.0778 | 37.7593 | COAL-MAC, INC. DBA PHOENIX COAL-MAC MINING, INC. | 2014-05-23 | 264.7 | 0 |  | 264.7 | 1.42 | 2.46 | 0.45 | 0.77 | 2 | 3.47 | Unimpaired - Delete | 3.2_Al | Surface | WQ | Surface_WQ_3.2_Al | Surface_WQ_3.2_Al | Fe_WQ_Al_3.2
Upper Guyandotte River | 1051 | WV1028073 | 014 | Island Creek | WV-OGU-1-T-6 | Right Fork/Pine Creek | WVOG-65-H-1 | -82.0888 | 37.7572 | COAL-MAC, INC. DBA PHOENIX COAL-MAC MINING, INC. | 2014-05-23 | 41.97 | 0 |  | 41.97 | 1.42 | 2.46 | 0.45 | 0.77 | 2 | 3.47 | Unimpaired - Delete | 3.2_Al | Surface | WQ | Surface_WQ_3.2_Al | Surface_WQ_3.2_Al | Fe_WQ_Al_3.2
Upper Guyandotte River | 1051 | WV1028073 | 015 | Island Creek | WV-OGU-1-T-6 | Right Fork/Pine Creek | WVOG-65-H-1 | -82.0902 | 37.7546 | COAL-MAC, INC. DBA PHOENIX COAL-MAC MINING, INC. | 2014-05-23 | 24.62 | 0 |  | 24.62 | 1.42 | 2.46 | 0.45 | 0.77 | 2 | 3.47 | Unimpaired - Delete | 3.2_Al | Surface | WQ | Surface_WQ_3.2_Al | Surface_WQ_3.2_Al | Fe_WQ_Al_3.2
Upper Guyandotte River | 1052 | WV1028073 | 017 | Island Creek | WV-OGU-1-T-6-I | Laurel Fork | WVOG-65-H-1-B | -82.0946 | 37.7584 | COAL-MAC, INC. DBA PHOENIX COAL-MAC MINING, INC. | 2014-05-23 | 30.39 | 0 |  | 30.39 | 1.42 | 2.46 | 0.45 | 0.77 | 2 | 3.47 | Unimpaired - Delete | 3.2_Al | Surface | WQ | Surface_WQ_3.2_Al | Surface_WQ_3.2_Al | Fe_WQ_Al_3.2
Upper Guyandotte River | 1051 | WV1028073 | 018 | Island Creek | WV-OGU-1-T-6 | Right Fork/Pine Creek | WVOG-65-H-1 | -82.0946 | 37.7617 | COAL-MAC, INC. DBA PHOENIX COAL-MAC MINING, INC. | 2014-05-23 | 14.03 | 0 |  | 14.03 | 1.42 | 2.46 | 0.45 | 0.77 | 2 | 3.47 | Unimpaired - Delete | 3.2_Al | Surface | WQ | Surface_WQ_3.2_Al | Surface_WQ_3.2_Al | Fe_WQ_Al_3.2
Upper Guyandotte River | 1052 | WV1028073 | 019 | Island Creek | WV-OGU-1-T-6-I | Laurel Fork | WVOG-65-H-1-B | -82.0946 | 37.765 | COAL-MAC, INC. DBA PHOENIX COAL-MAC MINING, INC. | 2014-05-23 | 35.97 | 0 |  | 35.97 | 1.42 | 2.46 | 0.45 | 0.77 | 2 | 3.47 | Unimpaired - Delete | 3.2_Al | Surface | WQ | Surface_WQ_3.2_Al | Surface_WQ_3.2_Al | Fe_WQ_Al_3.2
Upper Guyandotte River | 1052 | WV1028073 | 020 | Island Creek | WV-OGU-1-T-6-I | Laurel Fork | WVOG-65-H-1-B | -82.0921 | 37.769 | COAL-MAC, INC. DBA PHOENIX COAL-MAC MINING, INC. | 2014-05-23 | 12.98 | 0 |  | 12.98 | 1.42 | 2.46 | 0.45 | 0.77 | 2 | 3.47 | Unimpaired - Delete | 3.2_Al | Surface | WQ | Surface_WQ_3.2_Al | Surface_WQ_3.2_Al | Fe_WQ_Al_3.2
Upper Guyandotte River | 1050 | WV1028073 | 001 | Island Creek | WV-OGU-1-T-6-A | Little Right Fork | WVOG-65-H-1-A | -82.0827 | 37.7692 | COAL-MAC, INC. DBA PHOENIX COAL-MAC MINING, INC. | 2014-05-23 | 43.15 | 0 |  | 43.15 | 1.42 | 2.46 | 0.45 | 0.77 | 2 | 3.47 | Unimpaired - Delete | 3.2_Al | Surface | WQ | Surface_WQ_3.2_Al | Surface_WQ_3.2_Al | Fe_WQ_Al_3.2
Upper Guyandotte River | 1052 | WV1028073 | 021 | Island Creek | WV-OGU-1-T-6-I | Laurel Fork | WVOG-65-H-1-B | -82.0916 | 37.7704 | COAL-MAC, INC. DBA PHOENIX COAL-MAC MINING, INC. | 2014-05-23 | 30.16 | 0 |  | 30.16 | 1.42 | 2.46 | 0.45 | 0.77 | 2 | 3.47 | Unimpaired - Delete | 3.2_Al | Surface | WQ | Surface_WQ_3.2_Al | Surface_WQ_3.2_Al | Fe_WQ_Al_3.2
Upper Guyandotte River | 1050 | WV1028073 | 007 | Island Creek | WV-OGU-1-T-6-A | Little Right Fork | WVOG-65-H-1-A | -82.0671 | 37.757 | COAL-MAC, INC. DBA PHOENIX COAL-MAC MINING, INC. | 2014-05-23 | 9.16 | 0 |  | 9.16 | 1.42 | 2.46 | 0.45 | 0.77 | 2 | 3.47 | Unimpaired - Delete | 3.2_Al | Surface | WQ | Surface_WQ_3.2_Al | Surface_WQ_3.2_Al | Fe_WQ_Al_3.2
Upper Guyandotte River | 1051 | WV1028073 | 022 | Island Creek | WV-OGU-1-T-6 | Right Fork/Pine Creek | WVOG-65-H-1 | -82.0874 | 37.7595 | COAL-MAC, INC. DBA PHOENIX COAL-MAC MINING, INC. | 2014-05-23 | 264.7 | 0 |  | 264.7 | 2.43 | 4.21 | 0.76 | 1.33 | 2 | 3.47 | Unimpaired - Delete | 3.2_Al | Surface | Tech | Surface_Tech_3.2_Al | Surface_Tech_3.2_Al | Fe_Tech_Al_3.2
Upper Guyandotte River | 1051 | WV1028073 | 016 | Island Creek | WV-OGU-1-T-6 | Right Fork/Pine Creek | WVOG-65-H-1 | -82.0954 | 37.7546 | COAL-MAC, INC. DBA PHOENIX COAL-MAC MINING, INC. | 2014-05-23 | 19.82 | 0 |  | 19.82 | 1.42 | 2.46 | 0.45 | 0.77 | 2 | 3.47 | Unimpaired - Delete | 3.2_Al | Surface | WQ | Surface_WQ_3.2_Al | Surface_WQ_3.2_Al | Fe_WQ_Al_3.2
Upper Guyandotte River | 1050 | WV1028073 | 002 | Island Creek | WV-OGU-1-T-6-A | Little Right Fork | WVOG-65-H-1-A | -82.0807 | 37.7672 | COAL-MAC, INC. DBA PHOENIX COAL-MAC MINING, INC. | 2014-05-23 | 13.15 | 0 |  | 13.15 | 1.42 | 2.46 | 0.45 | 0.77 | 2 | 3.47 | Unimpaired - Delete | 3.2_Al | Surface | WQ | Surface_WQ_3.2_Al | Surface_WQ_3.2_Al | Fe_WQ_Al_3.2
Upper Guyandotte River | 1050 | WV1028073 | 003 | Island Creek | WV-OGU-1-T-6-A | Little Right Fork | WVOG-65-H-1-A | -82.0802 | 37.7648 | COAL-MAC, INC. DBA PHOENIX COAL-MAC MINING, INC. | 2014-05-23 | 32.78 | 0 |  | 32.78 | 1.42 | 2.46 | 0.45 | 0.77 | 2 | 3.47 | Unimpaired - Delete | 3.2_Al | Surface | WQ | Surface_WQ_3.2_Al | Surface_WQ_3.2_Al | Fe_WQ_Al_3.2
Upper Guyandotte River | 1050 | WV1028073 | 004 | Island Creek | WV-OGU-1-T-6-A | Little Right Fork | WVOG-65-H-1-A | -82.0759 | 37.7622 | COAL-MAC, INC. DBA PHOENIX COAL-MAC MINING, INC. | 2014-05-23 | 8.29 | 0 |  | 8.29 | 1.42 | 2.46 | 0.45 | 0.77 | 2 | 3.47 | Unimpaired - Delete | 3.2_Al | Surface | WQ | Surface_WQ_3.2_Al | Surface_WQ_3.2_Al | Fe_WQ_Al_3.2
Upper Guyandotte River | 1050 | WV1028073 | 005 | Island Creek | WV-OGU-1-T-6-A | Little Right Fork | WVOG-65-H-1-A | -82.0745 | 37.7599 | COAL-MAC, INC. DBA PHOENIX COAL-MAC MINING, INC. | 2014-05-23 | 11.47 | 0 |  | 11.47 | 1.42 | 2.46 | 0.45 | 0.77 | 2 | 3.47 | Unimpaired - Delete | 3.2_Al | Surface | WQ | Surface_WQ_3.2_Al | Surface_WQ_3.2_Al | Fe_WQ_Al_3.2
Upper Guyandotte River | 1050 | WV1028073 | 006 | Island Creek | WV-OGU-1-T-6-A | Little Right Fork | WVOG-65-H-1-A | -82.0694 | 37.7578 | COAL-MAC, INC. DBA PHOENIX COAL-MAC MINING, INC. | 2014-05-23 | 10.39 | 0 |  | 10.39 | 1.42 | 2.46 | 0.45 | 0.77 | 2 | 3.47 | Unimpaired - Delete | 3.2_Al | Surface | WQ | Surface_WQ_3.2_Al | Surface_WQ_3.2_Al | Fe_WQ_Al_3.2
Upper Guyandotte River | 1050 | WV1028073 | 008 | Island Creek | WV-OGU-1-T-6-A | Little Right Fork | WVOG-65-H-1-A | -82.0634 | 37.7564 | COAL-MAC, INC. DBA PHOENIX COAL-MAC MINING, INC. | 2014-05-23 | 4.66 | 0 |  | 4.66 | 1.42 | 2.46 | 0.45 | 0.77 | 2 | 3.47 | Unimpaired - Delete | 3.2_Al | Surface | WQ | Surface_WQ_3.2_Al | Surface_WQ_3.2_Al | Fe_WQ_Al_3.2
Upper Guyandotte River | 1051 | WV1028073 | 009 | Island Creek | WV-OGU-1-T-6 | Right Fork/Pine Creek | WVOG-65-H-1 | -82.065 | 37.755 | COAL-MAC, INC. DBA PHOENIX COAL-MAC MINING, INC. | 2014-05-23 | 3.86 | 0 |  | 3.86 | 1.42 | 2.46 | 0.45 | 0.77 | 2 | 3.47 | Unimpaired - Delete | 3.2_Al | Surface | WQ | Surface_WQ_3.2_Al | Surface_WQ_3.2_Al | Fe_WQ_Al_3.2
Upper Guyandotte River | 2080 | WV1028081 | 001 | Buffalo Creek | WV-OGU-27 | Buffalo Creek | WVOG-75 | -81.7071 | 37.8073 | GREENBRIER MINERALS, LLC | 2014-11-03 | 9.34 | 82.16 |  | 91.5 | 0.75 | 1.3 | 0.43 | 0.75 | 0.54 | 0.93 | Unimpaired - Delete | 3.2_Al | Surface | 1.0 in Trout | Surface_1.0 in Trout_3.2_Al | Surface_1.0 in Trout_3.2_Al | Fe_Trout_Al_3.2
Upper Guyandotte River | 2080 | WV1028081 | 002 | Buffalo Creek | WV-OGU-27 | Buffalo Creek | WVOG-75 | -81.7062 | 37.8073 | GREENBRIER MINERALS, LLC | 2014-11-03 | 4.53 | 3.18 |  | 7.71 | 0.75 | 1.3 | 0.43 | 0.75 | 0.54 | 0.93 | Unimpaired - Delete | 3.2_Al | Surface | 1.0 in Trout | Surface_1.0 in Trout_3.2_Al | Surface_1.0 in Trout_3.2_Al | Fe_Trout_Al_3.2
Upper Guyandotte River | 2080 | WV1028081 | 003 | Buffalo Creek | WV-OGU-27 | Buffalo Creek | WVOG-75 | -81.7057 | 37.8057 | GREENBRIER MINERALS, LLC | 2014-11-03 | 0.51 | 0 |  | 0.51 | 0.75 | 1.3 | 0.43 | 0.75 | 0.54 | 0.93 | Unimpaired - Delete | 3.2_Al | Surface | 1.0 in Trout | Surface_1.0 in Trout_3.2_Al | Surface_1.0 in Trout_3.2_Al | Fe_Trout_Al_3.2
Upper Guyandotte River | 2146 | WV1028090 | 010 | Elk Creek | WV-OGU-34-M | Stonecoal Branch | WVOG-80-I | -81.7476 | 37.7107 | RAMACO RESOURCES LLC | 2015-01-02 | 6.13 | 2.46 |  | 8.59 | 0.57 | 0.98 | 0.12 | 0.21 | 2 | 3.47 | Unimpaired - Delete | 0.75_Al | Surface | WQ | Surface_WQ_0.75_Al | Surface_WQ_0.75_Al | Fe_WQ_Al_.75
Upper Guyandotte River | 2146 | WV1028090 | 011 | Elk Creek | WV-OGU-34-M | Stonecoal Branch | WVOG-80-I | -81.7454 | 37.7104 | RAMACO RESOURCES LLC | 2015-01-02 | 107.79 | 0 |  | 107.79 | 0.57 | 0.98 | 0.12 | 0.21 | 2 | 3.47 | Unimpaired - Delete | 0.75_Al | Surface | WQ | Surface_WQ_0.75_Al | Surface_WQ_0.75_Al | Fe_WQ_Al_.75
Upper Guyandotte River | 2146 | WV1028090 | 012 | Elk Creek | WV-OGU-34-M | Stonecoal Branch | WVOG-80-I | -81.749 | 37.7098 | RAMACO RESOURCES LLC | 2015-01-02 | 2 | 3.61 |  | 5.61 | 0.57 | 0.98 | 0.12 | 0.21 | 2 | 3.47 | Unimpaired - Delete | 0.75_Al | Surface | WQ | Surface_WQ_0.75_Al | Surface_WQ_0.75_Al | Fe_WQ_Al_.75
Upper Guyandotte River | 2146 | WV1028090 | 014 | Elk Creek | WV-OGU-34-M | Stonecoal Branch | WVOG-80-I | -81.7515 | 37.7115 | RAMACO RESOURCES LLC | 2015-01-02 | 10.78 | 6.55 |  | 17.33 | 0.36 | 0.62 | 0.09 | 0.16 | 2 | 3.47 | Unimpaired - Delete | 0.75_Al | Surface | WQ | Surface_WQ_0.75_Al | Surface_WQ_0.75_Al | Fe_WQ_Al_.75
Upper Guyandotte River | 2146 | WV1028090 | 015 | Elk Creek | WV-OGU-34-M | Stonecoal Branch | WVOG-80-I | -81.7526 | 37.7126 | RAMACO RESOURCES LLC | 2015-01-02 | 105.56 | 0.21 |  | 105.77 | 0.36 | 0.62 | 0.09 | 0.16 | 2 | 3.47 | Unimpaired - Delete | 0.75_Al | Surface | WQ | Surface_WQ_0.75_Al | Surface_WQ_0.75_Al | Fe_WQ_Al_.75
Upper Guyandotte River | 2146 | WV1028090 | 001 | Elk Creek | WV-OGU-34-M | Stonecoal Branch | WVOG-80-I | -81.7487 | 37.7068 | RAMACO RESOURCES LLC | 2015-01-02 | 14.27 | 1.33 |  | 15.6 | 0.57 | 0.98 | 0.12 | 0.21 | 2 | 3.47 | Unimpaired - Delete | 0.75_Al | Surface | WQ | Surface_WQ_0.75_Al | Surface_WQ_0.75_Al | Fe_WQ_Al_.75
Upper Guyandotte River | 2146 | WV1028090 | 019 | Elk Creek | WV-OGU-34-M | Stonecoal Branch | WVOG-80-I | -81.7529 | 37.7109 | RAMACO RESOURCES LLC | 2015-01-02 | 30.05 | 6.83 |  | 36.88 | 0.36 | 0.62 | 0.09 | 0.16 | 2 | 3.47 | Unimpaired - Delete | 0.75_Al | Surface | WQ | Surface_WQ_0.75_Al | Surface_WQ_0.75_Al | Fe_WQ_Al_.75
Upper Guyandotte River | 2146 | WV1028090 | 020 | Elk Creek | WV-OGU-34-M | Stonecoal Branch | WVOG-80-I | -81.7532 | 37.7098 | RAMACO RESOURCES LLC | 2015-01-02 | 9.87 | 1.95 |  | 11.82 | 0.36 | 0.62 | 0.09 | 0.16 | 2 | 3.47 | Unimpaired - Delete | 0.75_Al | Surface | WQ | Surface_WQ_0.75_Al | Surface_WQ_0.75_Al | Fe_WQ_Al_.75
Upper Guyandotte River | 2146 | WV1028090 | 021 | Elk Creek | WV-OGU-34-M | Stonecoal Branch | WVOG-80-I | -81.7534 | 37.7082 | RAMACO RESOURCES LLC | 2015-01-02 | 4.59 | 0 |  | 4.59 | 0.77 | 1.34 | 0.2 | 0.34 | 2 | 3.47 | Unimpaired - Delete | 0.75_Al | Surface | WQ | Surface_WQ_0.75_Al | Surface_WQ_0.75_Al | Fe_WQ_Al_.75
Upper Guyandotte River | 2146 | WV1028090 | 023 | Elk Creek | WV-OGU-34-M | Stonecoal Branch | WVOG-80-I | -81.7557 | 37.7076 | RAMACO RESOURCES LLC | 2015-01-02 | 15.3 | 6.17 |  | 21.47 | 0.77 | 1.34 | 0.2 | 0.34 | 2 | 3.47 | Unimpaired - Delete | 0.75_Al | Surface | WQ | Surface_WQ_0.75_Al | Surface_WQ_0.75_Al | Fe_WQ_Al_.75
Upper Guyandotte River | 2145 | WV1028090 | 025 | Elk Creek | WV-OGU-34 | Elk Creek | WVOG-80 | -81.7588 | 37.706 | RAMACO RESOURCES LLC | 2015-01-02 | 5.5 | 3.53 |  | 9.03 | 0.77 | 1.34 | 0.2 | 0.34 | 2 | 3.47 | Unimpaired - Delete | 0.75_Al | Surface | 1.0 in Trout | Surface_1.0 in Trout_0.75_Al | Surface_1.0 in Trout_0.75_Al | Fe_WQ_Al_.75
Upper Guyandotte River | 2146 | WV1028090 | 026 | Elk Creek | WV-OGU-34-M | Stonecoal Branch | WVOG-80-I | -81.7584 | 37.7048 | RAMACO RESOURCES LLC | 2015-01-02 | 5 | 0.57 |  | 5.57 | 0.77 | 1.34 | 0.2 | 0.34 | 2 | 3.47 | Unimpaired - Delete | 0.75_Al | Surface | WQ | Surface_WQ_0.75_Al | Surface_WQ_0.75_Al | Fe_WQ_Al_.75
Upper Guyandotte River | 2145 | WV1028090 | 027 | Elk Creek | WV-OGU-34 | Elk Creek | WVOG-80 | -81.7604 | 37.7043 | RAMACO RESOURCES LLC | 2015-01-02 | 1.71 | 0 |  | 1.71 | 1.17 | 2.03 | 0.35 | 0.61 | 2 | 3.47 | Unimpaired - Delete | 0.75_Al | Surface | WQ | Surface_WQ_0.75_Al | Surface_WQ_0.75_Al | Fe_WQ_Al_.75
Upper Guyandotte River | 2145 | WV1028090 | 028 | Elk Creek | WV-OGU-34 | Elk Creek | WVOG-80 | -81.7604 | 37.7057 | RAMACO RESOURCES LLC | 2015-01-02 | 2.4 | 0.23 |  | 2.63 | 0.49 | 0.85 | 0.11 | 0.19 | 2 | 3.47 | Unimpaired - Delete | 0.75_Al | Surface | 1.0 in Trout | Surface_1.0 in Trout_0.75_Al | Surface_1.0 in Trout_0.75_Al | Fe_WQ_Al_.75
Upper Guyandotte River | 2146 | WV1028090 | 002 | Elk Creek | WV-OGU-34-M | Stonecoal Branch | WVOG-80-I | -81.7473 | 37.7076 | RAMACO RESOURCES LLC | 2015-01-02 | 9.72 | 1.71 |  | 11.43 | 0.57 | 0.98 | 0.12 | 0.21 | 2 | 3.47 | Unimpaired - Delete | 0.75_Al | Surface | WQ | Surface_WQ_0.75_Al | Surface_WQ_0.75_Al | Fe_WQ_Al_.75
Upper Guyandotte River | 2145 | WV1028090 | 031 | Elk Creek | WV-OGU-34 | Elk Creek | WVOG-80 | -81.7601 | 37.7073 | RAMACO RESOURCES LLC | 2015-01-02 | 6.91 | 8.71 |  | 15.62 | 0.49 | 0.85 | 0.11 | 0.19 | 2 | 3.47 | Unimpaired - Delete | 0.75_Al | Surface | 1.0 in Trout | Surface_1.0 in Trout_0.75_Al | Surface_1.0 in Trout_0.75_Al | Fe_WQ_Al_.75
Upper Guyandotte River | 2145 | WV1028090 | 033 | Elk Creek | WV-OGU-34 | Elk Creek | WVOG-80 | -81.7612 | 37.7098 | RAMACO RESOURCES LLC | 2015-01-02 | 8.58 | 4.98 |  | 13.56 | 0.49 | 0.85 | 0.11 | 0.19 | 2 | 3.47 | Unimpaired - Delete | 0.75_Al | Surface | 1.0 in Trout | Surface_1.0 in Trout_0.75_Al | Surface_1.0 in Trout_0.75_Al | Fe_WQ_Al_.75
Upper Guyandotte River | 2145 | WV1028090 | 034 | Elk Creek | WV-OGU-34 | Elk Creek | WVOG-80 | -81.7593 | 37.7112 | RAMACO RESOURCES LLC | 2015-01-02 | 11.07 | 0 |  | 11.07 | 0.49 | 0.85 | 0.11 | 0.19 | 2 | 3.47 | Unimpaired - Delete | 0.75_Al | Surface | 1.0 in Trout | Surface_1.0 in Trout_0.75_Al | Surface_1.0 in Trout_0.75_Al | Fe_WQ_Al_.75
Upper Guyandotte River | 2145 | WV1028090 | 035 | Elk Creek | WV-OGU-34 | Elk Creek | WVOG-80 | -81.7596 | 37.7129 | RAMACO RESOURCES LLC | 2015-01-02 | 15 | 30.01 |  | 45.01 | 0.49 | 0.85 | 0.11 | 0.19 | 2 | 3.47 | Unimpaired - Delete | 0.75_Al | Surface | 1.0 in Trout | Surface_1.0 in Trout_0.75_Al | Surface_1.0 in Trout_0.75_Al | Fe_WQ_Al_.75
Upper Guyandotte River | 2145 | WV1028090 | 037 | Elk Creek | WV-OGU-34 | Elk Creek | WVOG-80 | -81.764 | 37.7096 | RAMACO RESOURCES LLC | 2015-01-02 | 6 | 11.47 |  | 17.47 | 0.49 | 0.85 | 0.11 | 0.19 | 2 | 3.47 | Unimpaired - Delete | 0.75_Al | Surface | 1.0 in Trout | Surface_1.0 in Trout_0.75_Al | Surface_1.0 in Trout_0.75_Al | Fe_WQ_Al_.75
Upper Guyandotte River | 2145 | WV1028090 | 038 | Elk Creek | WV-OGU-34 | Elk Creek | WVOG-80 | -81.7654 | 37.709 | RAMACO RESOURCES LLC | 2015-01-02 | 5 | 10.45 |  | 15.45 | 0.49 | 0.85 | 0.11 | 0.19 | 2 | 3.47 | Unimpaired - Delete | 0.75_Al | Surface | 1.0 in Trout | Surface_1.0 in Trout_0.75_Al | Surface_1.0 in Trout_0.75_Al | Fe_WQ_Al_.75
Upper Guyandotte River | 2145 | WV1028090 | 039 | Elk Creek | WV-OGU-34 | Elk Creek | WVOG-80 | -81.7662 | 37.7073 | RAMACO RESOURCES LLC | 2015-01-02 | 1 | 2.1 |  | 3.1 | 1.42 | 2.46 | 1 | 1.73 | 2 | 3.47 | Unimpaired - Delete | 3.2_Al | Surface | WQ | Surface_WQ_3.2_Al | Surface_WQ_3.2_Al | Fe_WQ_Al_3.2
Upper Guyandotte River | 2146 | WV1028090 | 003 | Elk Creek | WV-OGU-34-M | Stonecoal Branch | WVOG-80-I | -81.7457 | 37.7079 | RAMACO RESOURCES LLC | 2015-01-02 | 14.92 | 8.09 |  | 23.01 | 0.57 | 0.98 | 0.12 | 0.21 | 2 | 3.47 | Unimpaired - Delete | 0.75_Al | Surface | WQ | Surface_WQ_0.75_Al | Surface_WQ_0.75_Al | Fe_WQ_Al_.75
Upper Guyandotte River | 2145 | WV1028090 | 036 | Elk Creek | WV-OGU-34 | Elk Creek | WVOG-80 | -81.7626 | 37.7112 | RAMACO RESOURCES LLC | 2015-01-02 | 3 | 5.6 |  | 8.6 | 0.49 | 0.85 | 0.11 | 0.19 | 2 | 3.47 | Unimpaired - Delete | 0.75_Al | Surface | 1.0 in Trout | Surface_1.0 in Trout_0.75_Al | Surface_1.0 in Trout_0.75_Al | Fe_WQ_Al_.75
Upper Guyandotte River | 2145 | WV1028090 | 040 | Elk Creek | WV-OGU-34 | Elk Creek | WVOG-80 | -81.7679 | 37.7087 | RAMACO RESOURCES LLC | 2015-01-02 | 4 | 0.95 |  | 4.95 | 1.42 | 2.46 | 1.18 | 2.04 | 2 | 3.47 | Unimpaired - Delete | 3.2_Al | Surface | WQ | Surface_WQ_3.2_Al | Surface_WQ_3.2_Al | Fe_WQ_Al_3.2
Upper Guyandotte River | 2146 | WV1028090 | 041 | Elk Creek | WV-OGU-34-M | Stonecoal Branch | WVOG-80-I | -81.7504 | 37.7068 | RAMACO RESOURCES LLC | 2016-06-07 | 3.55 | 0 |  | 3.55 | 0.39 | 0.67 | 0.06 | 0.1 | 2 | 3.47 | Unimpaired - Delete | 0.75_Al | Surface | WQ | Surface_WQ_0.75_Al | Surface_WQ_0.75_Al | Fe_WQ_Al_.75
Upper Guyandotte River | 2146 | WV1028090 | 042 | Elk Creek | WV-OGU-34-M | Stonecoal Branch | WVOG-80-I | -81.7507 | 37.7043 | RAMACO RESOURCES LLC | 2016-06-07 | 18.55 | 1.22 |  | 19.77 | 0.39 | 0.67 | 0.06 | 0.1 | 2 | 3.47 | Unimpaired - Delete | 0.75_Al | Surface | WQ | Surface_WQ_0.75_Al | Surface_WQ_0.75_Al | Fe_WQ_Al_.75
Upper Guyandotte River | 2146 | WV1028090 | 004 | Elk Creek | WV-OGU-34-M | Stonecoal Branch | WVOG-80-I | -81.7448 | 37.7087 | RAMACO RESOURCES LLC | 2015-01-02 | 11.25 | 6.83 |  | 18.08 | 0.57 | 0.98 | 0.12 | 0.21 | 2 | 3.47 | Unimpaired - Delete | 0.75_Al | Surface | WQ | Surface_WQ_0.75_Al | Surface_WQ_0.75_Al | Fe_WQ_Al_.75
Upper Guyandotte River | 2146 | WV1028090 | 043 | Elk Creek | WV-OGU-34-M | Stonecoal Branch | WVOG-80-I | -81.7532 | 37.7034 | RAMACO RESOURCES LLC | 2016-06-07 | 10.42 | 1 |  | 11.42 | 0.39 | 0.67 | 0.06 | 0.1 | 2 | 3.47 | Unimpaired - Delete | 0.75_Al | Surface | WQ | Surface_WQ_0.75_Al | Surface_WQ_0.75_Al | Fe_WQ_Al_.75
Upper Guyandotte River | 2147 | WV1028090 | 044 | Elk Creek | WV-OGU-34 | Elk Creek | WVOG-80 | -81.7548 | 37.7018 | RAMACO RESOURCES LLC | 2016-06-07 | 4.11 | 0 |  | 4.11 | 1.05 | 1.81 | 0.31 | 0.53 | 2 | 3.47 | Unimpaired - Delete | 0.75_Al | Surface | WQ | Surface_WQ_0.75_Al | Surface_WQ_0.75_Al | Fe_WQ_Al_.75
Upper Guyandotte River | 2147 | WV1028090 | 045 | Elk Creek | WV-OGU-34 | Elk Creek | WVOG-80 | -81.7521 | 37.7015 | RAMACO RESOURCES LLC | 2016-06-07 | 7.63 | 2.09 |  | 9.72 | 1.18 | 2.05 | 0.35 | 0.6 | 2 | 3.47 | Unimpaired - Delete | 0.75_Al | Surface | WQ | Surface_WQ_0.75_Al | Surface_WQ_0.75_Al | Fe_WQ_Al_.75
Upper Guyandotte River | 2147 | WV1028090 | 046 | Elk Creek | WV-OGU-34 | Elk Creek | WVOG-80 | -81.7504 | 37.7007 | RAMACO RESOURCES LLC | 2016-06-07 | 3.31 | 1.09 |  | 4.4 | 1.18 | 2.05 | 0.35 | 0.6 | 2 | 3.47 | Unimpaired - Delete | 0.75_Al | Surface | WQ | Surface_WQ_0.75_Al | Surface_WQ_0.75_Al | Fe_WQ_Al_.75
Upper Guyandotte River | 2147 | WV1028090 | 047 | Elk Creek | WV-OGU-34 | Elk Creek | WVOG-80 | -81.7484 | 37.7007 | RAMACO RESOURCES LLC | 2016-06-07 | 4.08 | 1.07 |  | 5.15 | 1.18 | 2.05 | 0.35 | 0.6 | 2 | 3.47 | Unimpaired - Delete | 0.75_Al | Surface | WQ | Surface_WQ_0.75_Al | Surface_WQ_0.75_Al | Fe_WQ_Al_.75
Upper Guyandotte River | 2147 | WV1028090 | 048 | Elk Creek | WV-OGU-34 | Elk Creek | WVOG-80 | -81.7473 | 37.7012 | RAMACO RESOURCES LLC | 2016-06-07 | 8.59 | 1.97 |  | 10.56 | 0.76 | 1.31 | 0.24 | 0.42 | 2 | 3.47 | Unimpaired - Delete | 0.75_Al | Surface | 1.0 in Trout | Surface_1.0 in Trout_0.75_Al | Surface_1.0 in Trout_0.75_Al | Fe_WQ_Al_.75
Upper Guyandotte River | 2147 | WV1028090 | 049 | Elk Creek | WV-OGU-34 | Elk Creek | WVOG-80 | -81.7448 | 37.7026 | RAMACO RESOURCES LLC | 2016-06-07 | 18.11 | 15.07 |  | 33.18 | 0.76 | 1.31 | 0.24 | 0.42 | 2 | 3.47 | Unimpaired - Delete | 0.75_Al | Surface | 1.0 in Trout | Surface_1.0 in Trout_0.75_Al | Surface_1.0 in Trout_0.75_Al | Fe_WQ_Al_.75
Upper Guyandotte River | 2147 | WV1028090 | 050 | Elk Creek | WV-OGU-34 | Elk Creek | WVOG-80 | -81.7443 | 37.6998 | RAMACO RESOURCES LLC | 2016-06-07 | 7.99 | 2.06 |  | 10.05 | 0.76 | 1.31 | 0.24 | 0.42 | 2 | 3.47 | Unimpaired - Delete | 0.75_Al | Surface | 1.0 in Trout | Surface_1.0 in Trout_0.75_Al | Surface_1.0 in Trout_0.75_Al | Fe_WQ_Al_.75
Upper Guyandotte River | 2147 | WV1028090 | 051 | Elk Creek | WV-OGU-34 | Elk Creek | WVOG-80 | -81.7418 | 37.7012 | RAMACO RESOURCES LLC | 2016-06-07 | 3.78 | 0.57 |  | 4.35 | 0.76 | 1.31 | 0.24 | 0.42 | 2 | 3.47 | Unimpaired - Delete | 0.75_Al | Surface | 1.0 in Trout | Surface_1.0 in Trout_0.75_Al | Surface_1.0 in Trout_0.75_Al | Fe_WQ_Al_.75
Upper Guyandotte River | 2147 | WV1028090 | 052 | Elk Creek | WV-OGU-34 | Elk Creek | WVOG-80 | -81.7398 | 37.7021 | RAMACO RESOURCES LLC | 2016-06-07 | 3.96 | 0.61 |  | 4.57 | 0.76 | 1.31 | 0.24 | 0.42 | 2 | 3.47 | Unimpaired - Delete | 0.75_Al | Surface | 1.0 in Trout | Surface_1.0 in Trout_0.75_Al | Surface_1.0 in Trout_0.75_Al | Fe_WQ_Al_.75
Upper Guyandotte River | 2146 | WV1028090 | 005 | Elk Creek | WV-OGU-34-M | Stonecoal Branch | WVOG-80-I | -81.7446 | 37.7096 | RAMACO RESOURCES LLC | 2015-01-02 | 3.09 | 4.81 |  | 7.9 | 0.57 | 0.98 | 0.12 | 0.21 | 2 | 3.47 | Unimpaired - Delete | 0.75_Al | Surface | WQ | Surface_WQ_0.75_Al | Surface_WQ_0.75_Al | Fe_WQ_Al_.75
Upper Guyandotte River | 2147 | WV1028090 | 053 | Elk Creek | WV-OGU-34 | Elk Creek | WVOG-80 | -81.7384 | 37.7029 | RAMACO RESOURCES LLC | 2016-06-07 | 7.95 | 8.42 |  | 16.37 | 0.76 | 1.31 | 0.24 | 0.42 | 2 | 3.47 | Unimpaired - Delete | 0.75_Al | Surface | 1.0 in Trout | Surface_1.0 in Trout_0.75_Al | Surface_1.0 in Trout_0.75_Al | Fe_WQ_Al_.75
Upper Guyandotte River | 2147 | WV1028090 | 054 | Elk Creek | WV-OGU-34 | Elk Creek | WVOG-80 | -81.7418 | 37.704 | RAMACO RESOURCES LLC | 2016-06-07 | 1.63 | 0.52 |  | 2.15 | 0.76 | 1.31 | 0.24 | 0.42 | 2 | 3.47 | Unimpaired - Delete | 0.75_Al | Surface | 1.0 in Trout | Surface_1.0 in Trout_0.75_Al | Surface_1.0 in Trout_0.75_Al | Fe_WQ_Al_.75
Upper Guyandotte River | 2146 | WV1028090 | 006 | Elk Creek | WV-OGU-34-M | Stonecoal Branch | WVOG-80-I | -81.7409 | 37.7115 | RAMACO RESOURCES LLC | 2015-01-02 | 19.94 | 5.48 |  | 25.42 | 0.57 | 0.98 | 0.12 | 0.21 | 2 | 3.47 | Unimpaired - Delete | 0.75_Al | Surface | WQ | Surface_WQ_0.75_Al | Surface_WQ_0.75_Al | Fe_WQ_Al_.75
Upper Guyandotte River | 2146 | WV1028090 | 064 | Elk Creek | WV-OGU-34-M | Stonecoal Branch | WVOG-80-I | -81.7376 | 37.7104 | RAMACO RESOURCES LLC | 2016-06-07 | 4.67 | 5.03 |  | 9.7 | 0.69 | 1.2 | 0.16 | 0.29 | 2 | 3.47 | Unimpaired - Delete | 0.75_Al | Surface | WQ | Surface_WQ_0.75_Al | Surface_WQ_0.75_Al | Fe_WQ_Al_.75
Upper Guyandotte River | 2146 | WV1028090 | 065 | Elk Creek | WV-OGU-34-M | Stonecoal Branch | WVOG-80-I | -81.7359 | 37.7104 | RAMACO RESOURCES LLC | 2016-06-07 | 10.13 | 26.59 |  | 36.72 | 0.69 | 1.2 | 0.16 | 0.29 | 2 | 3.47 | Unimpaired - Delete | 0.75_Al | Surface | WQ | Surface_WQ_0.75_Al | Surface_WQ_0.75_Al | Fe_WQ_Al_.75
Upper Guyandotte River | 2146 | WV1028090 | 066 | Elk Creek | WV-OGU-34-M | Stonecoal Branch | WVOG-80-I | -81.7326 | 37.7112 | RAMACO RESOURCES LLC | 2016-06-07 | 6.75 | 15.79 |  | 22.54 | 0.69 | 1.2 | 0.16 | 0.29 | 2 | 3.47 | Unimpaired - Delete | 0.75_Al | Surface | WQ | Surface_WQ_0.75_Al | Surface_WQ_0.75_Al | Fe_WQ_Al_.75
Upper Guyandotte River | 2146 | WV1028090 | 067 | Elk Creek | WV-OGU-34-M | Stonecoal Branch | WVOG-80-I | -81.7351 | 37.7134 | RAMACO RESOURCES LLC | 2016-06-07 | 4.96 | 24.44 |  | 29.4 | 0.69 | 1.2 | 0.16 | 0.29 | 2 | 3.47 | Unimpaired - Delete | 0.75_Al | Surface | WQ | Surface_WQ_0.75_Al | Surface_WQ_0.75_Al | Fe_WQ_Al_.75
Upper Guyandotte River | 2146 | WV1028090 | 068 | Elk Creek | WV-OGU-34-M | Stonecoal Branch | WVOG-80-I | -81.7373 | 37.7137 | RAMACO RESOURCES LLC | 2016-06-07 | 2.9 | 4.87 |  | 7.77 | 0.69 | 1.2 | 0.16 | 0.29 | 2 | 3.47 | Unimpaired - Delete | 0.75_Al | Surface | WQ | Surface_WQ_0.75_Al | Surface_WQ_0.75_Al | Fe_WQ_Al_.75
Upper Guyandotte River | 2146 | WV1028090 | 069 | Elk Creek | WV-OGU-34-M | Stonecoal Branch | WVOG-80-I | -81.7384 | 37.7137 | RAMACO RESOURCES LLC | 2016-06-07 | 3.07 | 4.99 |  | 8.06 | 0.69 | 1.2 | 0.16 | 0.29 | 2 | 3.47 | Unimpaired - Delete | 0.75_Al | Surface | WQ | Surface_WQ_0.75_Al | Surface_WQ_0.75_Al | Fe_WQ_Al_.75
Upper Guyandotte River | 2147 | WV1028090 | 071 | Elk Creek | WV-OGU-34 | Elk Creek | WVOG-80 | -81.739 | 37.7051 | RAMACO RESOURCES LLC | 2016-06-07 | 3.1 | 9.43 |  | 12.53 | 0.76 | 1.31 | 0.24 | 0.42 | 2 | 3.47 | Unimpaired - Delete | 0.75_Al | Surface | 1.0 in Trout | Surface_1.0 in Trout_0.75_Al | Surface_1.0 in Trout_0.75_Al | Fe_WQ_Al_.75
Upper Guyandotte River | 2146 | WV1028090 | 008 | Elk Creek | WV-OGU-34-M | Stonecoal Branch | WVOG-80-I | -81.7437 | 37.7121 | RAMACO RESOURCES LLC | 2015-01-02 | 16.83 | 6.25 |  | 23.08 | 0.57 | 0.98 | 0.12 | 0.21 | 2 | 3.47 | Unimpaired - Delete | 0.75_Al | Surface | WQ | Surface_WQ_0.75_Al | Surface_WQ_0.75_Al | Fe_WQ_Al_.75
Upper Guyandotte River | 2146 | WV1028227 | 001 | Elk Creek | WV-OGU-34-M | Stonecoal Branch | WVOG-80-I | -81.7554 | 37.7051 | RAMACO RESOURCES LLC | 2015-09-29 | 10 | 12.62 | 0.1 | 22.62 | 0.5 | 0.85 | 0.1 | 0.17 | 2 | 3.47 | Unimpaired - Delete | 0.75_Al | DMR and Landuse | WQ | DMR and Landuse_WQ_0.75_Al | DMR and Landuse_WQ_0.75_Al | Fe_WQ_Al_.75
Upper Guyandotte River | 2076 | WV1028278 | 001 | Buffalo Creek | WV-OGU-27 | Buffalo Creek | WVOG-75 | -81.7432 | 37.8087 | GREENBRIER MINERALS, LLC | 2016-02-12 | 9.35 | 0 |  | 9.35 | 1.1 | 1.91 | 0.32 | 0.57 | 2 | 3.47 | Unimpaired - Delete | 0.75_Al | Surface | WQ | Surface_WQ_0.75_Al | Surface_WQ_0.75_Al | Fe_WQ_Al_.75
Upper Guyandotte River | 2076 | WV1028278 | 002 | Buffalo Creek | WV-OGU-27 | Buffalo Creek | WVOG-75 | -81.7448 | 37.8098 | GREENBRIER MINERALS, LLC | 2016-02-12 | 5.87 | 0 |  | 5.87 | 1.42 | 2.46 | 1.73 | 3 | 2 | 3.47 | Unimpaired - Delete | 3.2_Al | Surface | WQ | Surface_WQ_3.2_Al | Surface_WQ_3.2_Al | Fe_WQ_Al_3.2
Upper Guyandotte River | 2076 | WV1028278 | 003 | Buffalo Creek | WV-OGU-27 | Buffalo Creek | WVOG-75 | -81.7459 | 37.8107 | GREENBRIER MINERALS, LLC | 2016-02-12 | 5.47 | 0 |  | 5.47 | 1.42 | 2.46 | 1.73 | 3 | 2 | 3.47 | Unimpaired - Delete | 3.2_Al | Surface | WQ | Surface_WQ_3.2_Al | Surface_WQ_3.2_Al | Fe_WQ_Al_3.2
Upper Guyandotte River | 2076 | WV1028278 | 004 | Buffalo Creek | WV-OGU-27 | Buffalo Creek | WVOG-75 | -81.7473 | 37.8107 | GREENBRIER MINERALS, LLC | 2016-02-12 | 3.85 | 0 |  | 3.85 | 1.42 | 2.46 | 1.73 | 3 | 2 | 3.47 | Unimpaired - Delete | 3.2_Al | Surface | WQ | Surface_WQ_3.2_Al | Surface_WQ_3.2_Al | Fe_WQ_Al_3.2
Upper Guyandotte River | 2076 | WV1028278 | 005 | Buffalo Creek | WV-OGU-27 | Buffalo Creek | WVOG-75 | -81.7496 | 37.8109 | GREENBRIER MINERALS, LLC | 2016-02-12 | 3.31 | 0 |  | 3.31 | 1.42 | 2.46 | 1.73 | 3 | 2 | 3.47 | Unimpaired - Delete | 3.2_Al | Surface | WQ | Surface_WQ_3.2_Al | Surface_WQ_3.2_Al | Fe_WQ_Al_3.2
Upper Guyandotte River | 2076 | WV1028278 | 006 | Buffalo Creek | WV-OGU-27 | Buffalo Creek | WVOG-75 | -81.7498 | 37.8121 | GREENBRIER MINERALS, LLC | 2016-02-12 | 2.96 | 0 |  | 2.96 | 1.42 | 2.46 | 1.73 | 3 | 2 | 3.47 | Unimpaired - Delete | 3.2_Al | Surface | WQ | Surface_WQ_3.2_Al | Surface_WQ_3.2_Al | Fe_WQ_Al_3.2
Upper Guyandotte River | 2081 | WV1028316 | 001 | Buffalo Creek | WV-OGU-27-U | Toney Fork | WVOG-75-J | -81.6783 | 37.8172 | GREENBRIER MINERALS, LLC | 2017-03-06 | 14.09 | 0 | 1.8 | 14.09 | 0.47 | 0.82 | 0.24 | 0.41 | 0.12 | 0.21 | Unimpaired - Delete | 0.75_Al | DMR and Landuse | WQ | DMR and Landuse_WQ_0.75_Al | DMR and Landuse_WQ_0.75_Al | Fe_WQ_Al_.75
Upper Guyandotte River | 2123 | WV1028332 | 001 | Huff Creek | WV-OGU-28 | Huff Creek | WVOG-76 | -81.6384 | 37.7657 | ROCKWELL MINING, LLC | 2017-02-24 | 1 | 0 | 0.22 | 1 | 0.3 | 0.53 | 0.1 | 0.17 | 2 | 3.47 | Unimpaired - Delete | 0.75_Al | DMR | WQ | DMR_WQ_0.75_Al | DMR_WQ_0.75_Al | DMR Only
Upper Guyandotte River | 2145 | WV1028341 | 001 | Elk Creek | WV-OGU-34 | Elk Creek | WVOG-80 | -81.7946 | 37.7073 | RAMACO RESOURCES LLC | 2016-12-29 | 1 | 40.22 |  | 41.22 | 0.44 | 0.75 | 0.13 | 0.23 | 2 | 3.47 | Unimpaired - Delete | 0.75_Al | Surface | 1.0 in Trout | Surface_1.0 in Trout_0.75_Al | Surface_1.0 in Trout_0.75_Al | Fe_WQ_Al_.75
Upper Guyandotte River | 2145 | WV1028341 | 002 | Elk Creek | WV-OGU-34 | Elk Creek | WVOG-80 | -81.7946 | 37.7054 | RAMACO RESOURCES LLC | 2016-12-29 | 1.26 | 10.61 |  | 11.87 | 0.44 | 0.75 | 0.13 | 0.23 | 2 | 3.47 | Unimpaired - Delete | 0.75_Al | Surface | 1.0 in Trout | Surface_1.0 in Trout_0.75_Al | Surface_1.0 in Trout_0.75_Al | Fe_WQ_Al_.75
Upper Guyandotte River | 2145 | WV1028341 | 003 | Elk Creek | WV-OGU-34 | Elk Creek | WVOG-80 | -81.7921 | 37.7046 | RAMACO RESOURCES LLC | 2016-12-29 | 2.4 | 29.93 |  | 32.33 | 0.44 | 0.75 | 0.13 | 0.23 | 2 | 3.47 | Unimpaired - Delete | 0.75_Al | Surface | 1.0 in Trout | Surface_1.0 in Trout_0.75_Al | Surface_1.0 in Trout_0.75_Al | Fe_WQ_Al_.75
Upper Guyandotte River | 2145 | WV1028341 | 004 | Elk Creek | WV-OGU-34 | Elk Creek | WVOG-80 | -81.7959 | 37.7073 | RAMACO RESOURCES LLC | 2016-12-29 | 1.25 | 9.75 | 0.56 | 11 | 0.44 | 0.75 | 0.13 | 0.23 | 1 | 1.73 | Unimpaired - Delete | 0.75_Al | DMR and Landuse | 1.0 in Trout | DMR and Landuse_1.0 in Trout_0.75_Al | DMR and Landuse_1.0 in Trout_0.75_Al | Fe_WQ_Al_.75
Upper Guyandotte River | 1075 | WV1028367 | 002 | Island Creek | WV-OGU-1 | Island Creek | WVOG-65 | -81.9962 | 37.6912 | WVDEP OFFICE OF SPECIAL RECLAMATION | 2016-03-15 | 0 | 6 | 0.18 | 6 | 1.42 | 2.46 | 0 | 0 | 0 | 0 | Unimpaired - Delete | 3.2_Al | DMR and Landuse | WQ | DMR and Landuse_WQ_3.2_Al | DMR and Landuse_WQ_3.2_Al | Fe_WQ_Al_3.2
Upper Guyandotte River | 2068 | WV1028383 | 003 | Buffalo Creek | WV-OGU-27 | Buffalo Creek | WVOG-75 | -81.824 | 37.7834 | GUYANDOTTE MINING, LLC | 2016-08-01 | 5.27 | 0 |  | 5.27 | 1.52 | 2.63 | 1.52 | 2.63 | 2 | 3.47 | Unimpaired - Delete | 3.2_Al | Surface | Tech | Surface_Tech_3.2_Al | Surface_Tech_3.2_Al | Fe_Tech_Al_3.2
Upper Guyandotte River | 2034 | WV1028383 | 007 | Rum Creek | WV-OGU-10-D | Slab Fork | WVOG-70-B | -81.8532 | 37.799 | GUYANDOTTE MINING, LLC | 2016-08-01 | 55 | 0 |  | 55 | 1.42 | 2.46 | 0.87 | 1.52 | 2 | 3.47 | Unimpaired - Delete | 3.2_Al | Surface | WQ | Surface_WQ_3.2_Al | Surface_WQ_3.2_Al | Fe_WQ_Al_3.2
Upper Guyandotte River | 2034 | WV1028383 | 008 | Rum Creek | WV-OGU-10-D | Slab Fork | WVOG-70-B | -81.8537 | 37.7984 | GUYANDOTTE MINING, LLC | 2016-08-01 | 108 | 0 |  | 108 | 1.42 | 2.46 | 0.87 | 1.52 | 2 | 3.47 | Unimpaired - Delete | 3.2_Al | Surface | WQ | Surface_WQ_3.2_Al | Surface_WQ_3.2_Al | Fe_WQ_Al_3.2
Upper Guyandotte River | 2065 | WV1029703 | 001 | Buffalo Creek | WV-OGU-27-E | Right Fork/Buffalo Creek | WVOG-75-A | -81.7787 | 37.7615 | HAMPDEN COAL, LLC | 2008-07-29 | 9.2 | 5.8 |  | 15 | 1.42 | 2.46 | 1.73 | 3 | 2 | 3.47 | Unimpaired - Delete | 3.2_Al | Surface | WQ | Surface_WQ_3.2_Al | Surface_WQ_3.2_Al | Fe_WQ_Al_3.2
Upper Guyandotte River | 2027 | WV1029771 | 001 | Rum Creek | WV-OGU-10-B | Right Hand Fork/Rum Creek | WVOG-70-A | -81.906 | 37.8059 | ARACOMA COAL COMPANY INC | 2008-07-16 | 5.46 | 9.37 | 4 | 14.83 | 0.09 | 0.16 | 0.034 | 0.06 | 2 | 3.47 | Unimpaired - Delete | 0.75_Al | DMR and Landuse | WQ | DMR and Landuse_WQ_0.75_Al | DMR and Landuse_WQ_0.75_Al | Fe_WQ_Al_.75
Upper Guyandotte River | 2027 | WV1029771 | 002 | Rum Creek | WV-OGU-10-B | Right Hand Fork/Rum Creek | WVOG-70-A | -81.9035 | 37.8043 | ARACOMA COAL COMPANY INC | 2008-07-16 | 6.12 | 7.04 |  | 13.16 | 0.09 | 0.16 | 0.034 | 0.06 | 2 | 3.47 | Unimpaired - Delete | 0.75_Al | Surface | WQ | Surface_WQ_0.75_Al | Surface_WQ_0.75_Al | Fe_WQ_Al_.75
Upper Guyandotte River | 2027 | WV1029771 | 003 | Rum Creek | WV-OGU-10-B | Right Hand Fork/Rum Creek | WVOG-70-A | -81.9076 | 37.8071 | ARACOMA COAL COMPANY INC | 2011-04-11 | 1.24 | 20.33 |  | 21.57 | 0.09 | 0.16 | 0.034 | 0.06 | 2 | 3.47 | Unimpaired - Delete | 0.75_Al | Surface | WQ | Surface_WQ_0.75_Al | Surface_WQ_0.75_Al | Fe_WQ_Al_.75
Upper Guyandotte River | 2165 | WV1029819 | 009 | Gilbert Creek | WV-OGU-47-B-3 | Browning Fork | WVOG-89-B-1 | -81.8996 | 37.6373 | HAMPDEN COAL, LLC | 2008-07-29 | 7.9 | 7.9 |  | 15.8 | 3 | 5.26 | 0.43 | 0.75 | 1 | 1.73 | Unimpaired - Delete | 3.2_Al | Surface | Tech | Surface_Tech_3.2_Al | Surface_Tech_3.2_Al | Fe_Tech_Al_3.2
Upper Guyandotte River | 2165 | WV1029819 | 010 | Gilbert Creek | WV-OGU-47-B-3 | Browning Fork | WVOG-89-B-1 | -81.8976 | 37.6396 | HAMPDEN COAL, LLC | 2008-07-29 | 12.1 | 0 |  | 12.1 | 3 | 5.26 | 0.43 | 0.75 | 1 | 1.73 | Unimpaired - Delete | 3.2_Al | Surface | Tech | Surface_Tech_3.2_Al | Surface_Tech_3.2_Al | Fe_Tech_Al_3.2
Upper Guyandotte River | 2163 | WV1029819 | 013 | Gilbert Creek | WV-OGU-47-B-1 | Lower Pete Branch | WVOG-89-B-0.3 | -81.8848 | 37.6323 | HAMPDEN COAL, LLC | 2008-07-29 | 5.45 | 0 |  | 5.45 | 0.46 | 0.8 | 0.43 | 0.75 | 1 | 1.73 | Unimpaired - Delete | 3.2_Al | Surface | WQ | Surface_WQ_3.2_Al | Surface_WQ_3.2_Al | Fe_WQ_Al_3.2
Upper Guyandotte River | 2163 | WV1029819 | 014 | Gilbert Creek | WV-OGU-47-B-1 | Lower Pete Branch | WVOG-89-B-0.3 | -81.8851 | 37.6311 | HAMPDEN COAL, LLC | 2008-07-29 | 5.45 | 0 |  | 5.45 | 0.46 | 0.8 | 0.43 | 0.75 | 1 | 1.73 | Unimpaired - Delete | 3.2_Al | Surface | WQ | Surface_WQ_3.2_Al | Surface_WQ_3.2_Al | Fe_WQ_Al_3.2
Upper Guyandotte River | 2154 | WV1029819 | 015 | Guyandotte River (Upper) | WV-OGU | Guyandotte River (upper) | WVOG-up | -81.8837 | 37.6351 | HAMPDEN COAL, LLC | 2009-08-04 | 14.3 | 0 |  | 14.3 | 1.42 | 2.46 | 0.43 | 0.75 | 2 | 3.47 | Unimpaired - Delete | 3.2_Al | Surface | WQ | Surface_WQ_3.2_Al | Surface_WQ_3.2_Al | Fe_WQ_Al_3.2
Upper Guyandotte River | 2163 | WV1029819 | 001 | Gilbert Creek | WV-OGU-47-B-1 | Lower Pete Branch | WVOG-89-B-0.3 | -81.8896 | 37.6359 | HAMPDEN COAL, LLC | 2008-07-29 | 17.5 | 0 |  | 17.5 | 0.46 | 0.8 | 0.43 | 0.75 | 1 | 1.73 | Unimpaired - Delete | 3.2_Al | Surface | WQ | Surface_WQ_3.2_Al | Surface_WQ_3.2_Al | Fe_WQ_Al_3.2
Upper Guyandotte River | 2154 | WV1029819 | 016 | Guyandotte River (Upper) | WV-OGU | Guyandotte River (upper) | WVOG-up | -81.8838 | 37.6321 | HAMPDEN COAL, LLC | 2009-08-04 | 14.3 | 0 |  | 14.3 | 1.42 | 2.46 | 0.43 | 0.75 | 2 | 3.47 | Unimpaired - Delete | 3.2_Al | Surface | WQ | Surface_WQ_3.2_Al | Surface_WQ_3.2_Al | Fe_WQ_Al_3.2
Upper Guyandotte River | 2163 | WV1029819 | 018 | Gilbert Creek | WV-OGU-47-B-1 | Lower Pete Branch | WVOG-89-B-0.3 | -81.8868 | 37.6334 | HAMPDEN COAL, LLC | 2009-08-04 | 66.8 | 25.6 |  | 92.4 | 1.42 | 2.46 | 0.59 | 1.02 | 2 | 3.47 | Unimpaired - Delete | 3.2_Al | Surface | WQ | Surface_WQ_3.2_Al | Surface_WQ_3.2_Al | Fe_WQ_Al_3.2
Upper Guyandotte River | 2163 | WV1029819 | 019 | Gilbert Creek | WV-OGU-47-B-1 | Lower Pete Branch | WVOG-89-B-0.3 | -81.8912 | 37.6334 | HAMPDEN COAL, LLC | 2013-11-15 | 3.8 | 0 |  | 3.8 | 0.46 | 0.8 | 0.43 | 0.75 | 1 | 1.73 | Unimpaired - Delete | 3.2_Al | Surface | WQ | Surface_WQ_3.2_Al | Surface_WQ_3.2_Al | Fe_WQ_Al_3.2
Upper Guyandotte River | 2164 | WV1029819 | 020 | Gilbert Creek | WV-OGU-47-B | Horsepen Creek | WVOG-89-B | -81.8954 | 37.6326 | HAMPDEN COAL, LLC | 2013-11-15 | 7.9 | 0 |  | 7.9 | 0.33 | 0.56 | 0.43 | 0.75 | 1 | 1.73 | Unimpaired - Delete | 3.2_Al | Surface | WQ | Surface_WQ_3.2_Al | Surface_WQ_3.2_Al | Fe_WQ_Al_3.2
Upper Guyandotte River | 2164 | WV1029819 | 021 | Gilbert Creek | WV-OGU-47-B | Horsepen Creek | WVOG-89-B | -81.8935 | 37.6357 | HAMPDEN COAL, LLC | 2013-11-15 | 5.5 | 0 |  | 5.5 | 0.33 | 0.56 | 0.43 | 0.75 | 1 | 1.73 | Unimpaired - Delete | 3.2_Al | Surface | WQ | Surface_WQ_3.2_Al | Surface_WQ_3.2_Al | Fe_WQ_Al_3.2
Upper Guyandotte River | 2164 | WV1029819 | 022 | Gilbert Creek | WV-OGU-47-B | Horsepen Creek | WVOG-89-B | -81.8957 | 37.6362 | HAMPDEN COAL, LLC | 2013-11-15 | 8.5 | 0 |  | 8.5 | 0.33 | 0.56 | 0.43 | 0.75 | 1 | 1.73 | Unimpaired - Delete | 3.2_Al | Surface | WQ | Surface_WQ_3.2_Al | Surface_WQ_3.2_Al | Fe_WQ_Al_3.2
Upper Guyandotte River | 2164 | WV1029819 | 023 | Gilbert Creek | WV-OGU-47-B | Horsepen Creek | WVOG-89-B | -81.9007 | 37.6351 | HAMPDEN COAL, LLC | 2013-11-15 | 6.8 | 0 |  | 6.8 | 0.33 | 0.56 | 0.43 | 0.75 | 1 | 1.73 | Unimpaired - Delete | 3.2_Al | Surface | WQ | Surface_WQ_3.2_Al | Surface_WQ_3.2_Al | Fe_WQ_Al_3.2
Upper Guyandotte River | 2163 | WV1029819 | 002 | Gilbert Creek | WV-OGU-47-B-1 | Lower Pete Branch | WVOG-89-B-0.3 | -81.8929 | 37.6321 | HAMPDEN COAL, LLC | 2008-07-29 | 7 | 0 |  | 7 | 0.46 | 0.8 | 0.43 | 0.75 | 1 | 1.73 | Unimpaired - Delete | 3.2_Al | Surface | WQ | Surface_WQ_3.2_Al | Surface_WQ_3.2_Al | Fe_WQ_Al_3.2
Upper Guyandotte River | 2163 | WV1029819 | 003 | Gilbert Creek | WV-OGU-47-B-1 | Lower Pete Branch | WVOG-89-B-0.3 | -81.8946 | 37.6307 | HAMPDEN COAL, LLC | 2008-07-29 | 4.1 | 0 |  | 4.1 | 0.46 | 0.8 | 0.43 | 0.75 | 1 | 1.73 | Unimpaired - Delete | 3.2_Al | Surface | WQ | Surface_WQ_3.2_Al | Surface_WQ_3.2_Al | Fe_WQ_Al_3.2
Upper Guyandotte River | 2164 | WV1029819 | 004 | Gilbert Creek | WV-OGU-47-B | Horsepen Creek | WVOG-89-B | -81.894 | 37.6343 | HAMPDEN COAL, LLC | 2008-07-29 | 14 | 0 |  | 14 | 0.33 | 0.56 | 0.43 | 0.75 | 1 | 1.73 | Unimpaired - Delete | 3.2_Al | Surface | WQ | Surface_WQ_3.2_Al | Surface_WQ_3.2_Al | Fe_WQ_Al_3.2
Upper Guyandotte River | 2164 | WV1029819 | 005 | Gilbert Creek | WV-OGU-47-B | Horsepen Creek | WVOG-89-B | -81.8937 | 37.6368 | HAMPDEN COAL, LLC | 2008-07-29 | 19 | 5.7 |  | 24.7 | 0.33 | 0.56 | 0.43 | 0.75 | 1 | 1.73 | Unimpaired - Delete | 3.2_Al | Surface | WQ | Surface_WQ_3.2_Al | Surface_WQ_3.2_Al | Fe_WQ_Al_3.2
Upper Guyandotte River | 2164 | WV1029819 | 006 | Gilbert Creek | WV-OGU-47-B | Horsepen Creek | WVOG-89-B | -81.8976 | 37.6354 | HAMPDEN COAL, LLC | 2008-07-29 | 6.54 | 4.66 |  | 11.2 | 0.33 | 0.56 | 0.43 | 0.75 | 1 | 1.73 | Unimpaired - Delete | 3.2_Al | Surface | WQ | Surface_WQ_3.2_Al | Surface_WQ_3.2_Al | Fe_WQ_Al_3.2
Upper Guyandotte River | 2164 | WV1029819 | 007 | Gilbert Creek | WV-OGU-47-B | Horsepen Creek | WVOG-89-B | -81.8993 | 37.634 | HAMPDEN COAL, LLC | 2008-07-29 | 6.54 | 4.66 |  | 11.2 | 0.33 | 0.56 | 0.43 | 0.75 | 1 | 1.73 | Unimpaired - Delete | 3.2_Al | Surface | WQ | Surface_WQ_3.2_Al | Surface_WQ_3.2_Al | Fe_WQ_Al_3.2
Upper Guyandotte River | 2165 | WV1029819 | 008 | Gilbert Creek | WV-OGU-47-B-3 | Browning Fork | WVOG-89-B-1 | -81.9021 | 37.6376 | HAMPDEN COAL, LLC | 2008-07-29 | 7.9 | 7.9 |  | 15.8 | 3 | 5.26 | 0.43 | 0.75 | 1 | 1.73 | Unimpaired - Delete | 3.2_Al | Surface | Tech | Surface_Tech_3.2_Al | Surface_Tech_3.2_Al | Fe_Tech_Al_3.2
Upper Guyandotte River | 2155 | WV1029835 | 003 | Harrys Branch | WV-OGU-45 | Harrys Branch | WVOG-87 | -81.8471 | 37.6376 | HAMPDEN COAL, LLC | 2012-12-14 | 1.55 | 0 |  | 1.55 | 1.42 | 2.46 | 0.95 | 1.64 | 2 | 3.47 | Unimpaired - Delete | 3.2_Al | Surface | WQ | Surface_WQ_3.2_Al | Surface_WQ_3.2_Al | Fe_WQ_Al_3.2
Upper Guyandotte River | 2155 | WV1029835 | 004 | Harrys Branch | WV-OGU-45 | Harrys Branch | WVOG-87 | -81.846 | 37.6373 | HAMPDEN COAL, LLC | 2012-12-14 | 1.4 | 0 |  | 1.4 | 1.42 | 2.46 | 0.95 | 1.64 | 2 | 3.47 | Unimpaired - Delete | 3.2_Al | Surface | WQ | Surface_WQ_3.2_Al | Surface_WQ_3.2_Al | Fe_WQ_Al_3.2
Upper Guyandotte River | 2155 | WV1029835 | 005 | Harrys Branch | WV-OGU-45 | Harrys Branch | WVOG-87 | -81.8446 | 37.6387 | HAMPDEN COAL, LLC | 2012-12-14 | 1.9 | 11.36 |  | 13.26 | 1.42 | 2.46 | 0.95 | 1.64 | 2 | 3.47 | Unimpaired - Delete | 3.2_Al | Surface | WQ | Surface_WQ_3.2_Al | Surface_WQ_3.2_Al | Fe_WQ_Al_3.2
Upper Guyandotte River | 2102 | WV1029843 | 009 | Huff Creek | WV-OGU-28-Q | Toney Fork | WVOG-76-L | -81.6809 | 37.7737 | GREENBRIER MINERALS, LLC | 2008-10-30 | 10.6 | 0 |  | 10.6 | 1.42 | 2.46 | 3 | 6 | 2 | 3.47 | Unimpaired - Delete | 3.2_Al | Surface | WQ | Surface_WQ_3.2_Al | Surface_WQ_3.2_Al | Fe_WQ_Al_3.2
Upper Guyandotte River | 2079 | WV1029843 | 001 | Buffalo Creek | WV-OGU-27-T | Davy Branch | WVOG-75-I | -81.6868 | 37.7855 | GREENBRIER MINERALS, LLC | 2008-10-30 | 9.6 | 0 |  | 9.6 | 1.42 | 2.46 | 0.55 | 0.95 | 2 | 3.47 | Unimpaired - Delete | 3.2_Al | Surface | WQ | Surface_WQ_3.2_Al | Surface_WQ_3.2_Al | Fe_WQ_Al_3.2
Upper Guyandotte River | 2085 | WV1029843 | 003 | Buffalo Creek | WV-OGU-27-W | Elklick Branch | WVOG-75-K | -81.6854 | 37.7833 | GREENBRIER MINERALS, LLC | 2008-10-30 | 7.6 | 0.1 |  | 7.7 | 1.42 | 2.46 | 0.55 | 0.95 | 2 | 3.47 | Unimpaired - Delete | 3.2_Al | Surface | WQ | Surface_WQ_3.2_Al | Surface_WQ_3.2_Al | Fe_WQ_Al_3.2
Upper Guyandotte River | 2085 | WV1029843 | 006 | Buffalo Creek | WV-OGU-27-W | Elklick Branch | WVOG-75-K | -81.6854 | 37.7801 | GREENBRIER MINERALS, LLC | 2008-10-30 | 11.7 | 0 |  | 11.7 | 1.42 | 2.46 | 0.55 | 0.95 | 2 | 3.47 | Unimpaired - Delete | 3.2_Al | Surface | WQ | Surface_WQ_3.2_Al | Surface_WQ_3.2_Al | Fe_WQ_Al_3.2
Upper Guyandotte River | 2085 | WV1029843 | 008 | Buffalo Creek | WV-OGU-27-W | Elklick Branch | WVOG-75-K | -81.6815 | 37.7765 | GREENBRIER MINERALS, LLC | 2008-10-30 | 14.4 | 0 |  | 14.4 | 1.42 | 2.46 | 3 | 6 | 2 | 3.47 | Unimpaired - Delete | 3.2_Al | Surface | WQ | Surface_WQ_3.2_Al | Surface_WQ_3.2_Al | Fe_WQ_Al_3.2
Upper Guyandotte River | 2079 | WV1029843 | 005 | Buffalo Creek | WV-OGU-27-T | Davy Branch | WVOG-75-I | -81.6887 | 37.7796 | GREENBRIER MINERALS, LLC | 2008-10-30 | 8.7 | 0 |  | 8.7 | 1.42 | 2.46 | 0.59 | 1.02 | 2 | 3.47 | Unimpaired - Delete | 3.2_Al | Surface | WQ | Surface_WQ_3.2_Al | Surface_WQ_3.2_Al | Fe_WQ_Al_3.2
Upper Guyandotte River | 2079 | WV1029843 | 007 | Buffalo Creek | WV-OGU-27-T | Davy Branch | WVOG-75-I | -81.6898 | 37.7771 | GREENBRIER MINERALS, LLC | 2008-10-30 | 17.5 | 0 |  | 17.5 | 1.42 | 2.46 | 1.51 | 2.61 | 2 | 3.47 | Unimpaired - Delete | 3.2_Al | Surface | WQ | Surface_WQ_3.2_Al | Surface_WQ_3.2_Al | Fe_WQ_Al_3.2
Upper Guyandotte River | 2079 | WV1029843 | 002 | Buffalo Creek | WV-OGU-27-T | Davy Branch | WVOG-75-I | -81.6918 | 37.7863 | GREENBRIER MINERALS, LLC | 2008-10-30 | 20.6 | 0 |  | 20.6 | 0.75 | 1.3 | 0.36 | 0.62 | 2 | 3.47 | Unimpaired - Delete | 0.75_Al | Surface | WQ | Surface_WQ_0.75_Al | Surface_WQ_0.75_Al | Fe_WQ_Al_.75
Upper Guyandotte River | 2079 | WV1029843 | 004 | Buffalo Creek | WV-OGU-27-T | Davy Branch | WVOG-75-I | -81.6921 | 37.7804 | GREENBRIER MINERALS, LLC | 2008-10-30 | 13.4 | 0 |  | 13.4 | 0.75 | 1.3 | 0.36 | 0.62 | 2 | 3.47 | Unimpaired - Delete | 0.75_Al | Surface | WQ | Surface_WQ_0.75_Al | Surface_WQ_0.75_Al | Fe_WQ_Al_.75
Upper Guyandotte River | 2155 | WV1029860 | 001 | Harrys Branch | WV-OGU-45 | Harrys Branch | WVOG-87 | -81.8487 | 37.6354 | HAMPDEN COAL, LLC | 2013-03-29 | 2.5 | 0 |  | 2.5 | 1.42 | 2.46 | 1.73 | 3 | 2 | 3.47 | Unimpaired - Delete | 3.2_Al | Surface | WQ | Surface_WQ_3.2_Al | Surface_WQ_3.2_Al | Fe_WQ_Al_3.2
Upper Guyandotte River | 2155 | WV1029860 | 002 | Harrys Branch | WV-OGU-45 | Harrys Branch | WVOG-87 | -81.8479 | 37.6351 | HAMPDEN COAL, LLC | 2013-03-29 | 4 | 0 |  | 4 | 1.42 | 2.46 | 1.73 | 3 | 2 | 3.47 | Unimpaired - Delete | 3.2_Al | Surface | WQ | Surface_WQ_3.2_Al | Surface_WQ_3.2_Al | Fe_WQ_Al_3.2
Upper Guyandotte River | 2170 | WV1029878 | 009 | Gilbert Creek | WV-OGU-47-B | Horsepen Creek | WVOG-89-B | -81.9721 | 37.6382 | PREMIUM ENERGY, LLC | 2010-11-19 | 37.9 | 0 |  | 37.9 | 0.33 | 0.57 | 0.28 | 0.49 | 2 | 3.47 | Unimpaired - Delete | 0.75_Al | Surface | WQ | Surface_WQ_0.75_Al | Surface_WQ_0.75_Al | Fe_WQ_Al_.75
Upper Guyandotte River | 2170 | WV1029878 | 010 | Gilbert Creek | WV-OGU-47-B | Horsepen Creek | WVOG-89-B | -81.974 | 37.6382 | PREMIUM ENERGY, LLC | 2010-11-19 | 37.9 | 0 |  | 37.9 | 0.33 | 0.57 | 0.28 | 0.49 | 2 | 3.47 | Unimpaired - Delete | 0.75_Al | Surface | WQ | Surface_WQ_0.75_Al | Surface_WQ_0.75_Al | Fe_WQ_Al_.75
Upper Guyandotte River | 2168 | WV1029878 | 018 | Gilbert Creek | WV-OGU-47-B | Horsepen Creek | WVOG-89-B | -81.9622 | 37.6348 | PREMIUM ENERGY, LLC | 2010-11-19 | 4.1 | 0 |  | 4.1 | 0.93 | 1.61 | 0.38 | 0.65 | 2 | 3.47 | Unimpaired - Delete | 0.75_Al | Surface | WQ | Surface_WQ_0.75_Al | Surface_WQ_0.75_Al | Fe_WQ_Al_.75
Upper Guyandotte River | 2168 | WV1029878 | 019 | Gilbert Creek | WV-OGU-47-B | Horsepen Creek | WVOG-89-B | -81.9631 | 37.6356 | PREMIUM ENERGY, LLC | 2010-11-19 | 4.1 | 0 |  | 4.1 | 0.93 | 1.61 | 0.38 | 0.65 | 2 | 3.47 | Unimpaired - Delete | 0.75_Al | Surface | WQ | Surface_WQ_0.75_Al | Surface_WQ_0.75_Al | Fe_WQ_Al_.75
Upper Guyandotte River | 2168 | WV1029878 | 020 | Gilbert Creek | WV-OGU-47-B | Horsepen Creek | WVOG-89-B | -81.9593 | 37.6354 | PREMIUM ENERGY, LLC | 2010-11-19 | 0.95 | 0 |  | 0.95 | 0.93 | 1.61 | 0.38 | 0.65 | 2 | 3.47 | Unimpaired - Delete | 0.75_Al | Surface | WQ | Surface_WQ_0.75_Al | Surface_WQ_0.75_Al | Fe_WQ_Al_.75
Upper Guyandotte River | 2168 | WV1029878 | 002 | Gilbert Creek | WV-OGU-47-B | Horsepen Creek | WVOG-89-B | -81.9618 | 37.6412 | PREMIUM ENERGY, LLC | 2010-11-19 | 42.8 | 0 |  | 42.8 | 0.93 | 1.61 | 0.38 | 0.65 | 2 | 3.47 | Unimpaired - Delete | 0.75_Al | Surface | WQ | Surface_WQ_0.75_Al | Surface_WQ_0.75_Al | Fe_WQ_Al_.75
Upper Guyandotte River | 2168 | WV1029878 | 023 | Gilbert Creek | WV-OGU-47-B | Horsepen Creek | WVOG-89-B | -81.9623 | 37.6362 | PREMIUM ENERGY, LLC | 2012-05-29 | 8.2 | 0 |  | 8.2 | 0.93 | 1.61 | 0.38 | 0.65 | 2 | 3.47 | Unimpaired - Delete | 0.75_Al | Surface | WQ | Surface_WQ_0.75_Al | Surface_WQ_0.75_Al | Fe_WQ_Al_.75
Upper Guyandotte River | 2170 | WV1029878 | 026 | Gilbert Creek | WV-OGU-47-B | Horsepen Creek | WVOG-89-B | -81.9607 | 37.6421 | PREMIUM ENERGY, LLC | 2012-05-29 | 0.9 | 0 |  | 0.9 | 1.42 | 2.46 | 1.73 | 3 | 2 | 3.47 | Unimpaired - Delete | 3.2_Al | Surface | WQ | Surface_WQ_3.2_Al | Surface_WQ_3.2_Al | Fe_WQ_Al_3.2
Upper Guyandotte River | 2170 | WV1029878 | 003 | Gilbert Creek | WV-OGU-47-B | Horsepen Creek | WVOG-89-B | -81.9621 | 37.6426 | PREMIUM ENERGY, LLC | 2010-11-19 | 0.9 | 0 |  | 0.9 | 1.42 | 2.46 | 1.73 | 3 | 2 | 3.47 | Unimpaired - Delete | 3.2_Al | Surface | WQ | Surface_WQ_3.2_Al | Surface_WQ_3.2_Al | Fe_WQ_Al_3.2
Upper Guyandotte River | 2170 | WV1029878 | 004 | Gilbert Creek | WV-OGU-47-B | Horsepen Creek | WVOG-89-B | -81.9637 | 37.6423 | PREMIUM ENERGY, LLC | 2010-11-19 | 22.2 | 0 |  | 22.2 | 1.42 | 2.46 | 1.73 | 3 | 2 | 3.47 | Unimpaired - Delete | 3.2_Al | Surface | WQ | Surface_WQ_3.2_Al | Surface_WQ_3.2_Al | Fe_WQ_Al_3.2
Upper Guyandotte River | 2170 | WV1029878 | 006 | Gilbert Creek | WV-OGU-47-B | Horsepen Creek | WVOG-89-B | -81.9668 | 37.6415 | PREMIUM ENERGY, LLC | 2010-11-19 | 37.9 | 0 |  | 37.9 | 0.33 | 0.57 | 0.28 | 0.49 | 2 | 3.47 | Unimpaired - Delete | 0.75_Al | Surface | WQ | Surface_WQ_0.75_Al | Surface_WQ_0.75_Al | Fe_WQ_Al_.75
Upper Guyandotte River | 2170 | WV1029878 | 007 | Gilbert Creek | WV-OGU-47-B | Horsepen Creek | WVOG-89-B | -81.9676 | 37.6401 | PREMIUM ENERGY, LLC | 2010-11-19 | 37.9 | 0 |  | 37.9 | 0.33 | 0.57 | 0.28 | 0.49 | 2 | 3.47 | Unimpaired - Delete | 0.75_Al | Surface | WQ | Surface_WQ_0.75_Al | Surface_WQ_0.75_Al | Fe_WQ_Al_.75
Upper Guyandotte River | 2170 | WV1029878 | 008 | Gilbert Creek | WV-OGU-47-B | Horsepen Creek | WVOG-89-B | -81.9696 | 37.6393 | PREMIUM ENERGY, LLC | 2010-11-19 | 37.9 | 0 |  | 37.9 | 0.33 | 0.57 | 0.28 | 0.49 | 2 | 3.47 | Unimpaired - Delete | 0.75_Al | Surface | WQ | Surface_WQ_0.75_Al | Surface_WQ_0.75_Al | Fe_WQ_Al_.75
Upper Guyandotte River | 2076 | WV1029894 | 037 | Buffalo Creek | WV-OGU-27 | Buffalo Creek | WVOG-75 | -81.7548 | 37.8134 | GUYANDOTTE MINING, LLC | 2013-07-10 | 18.2 | 0 |  | 18.2 | 1.42 | 2.46 | 1.73 | 3 | 2 | 3.47 | Unimpaired - Delete | 3.2_Al | Surface | WQ | Surface_WQ_3.2_Al | Surface_WQ_3.2_Al | Fe_WQ_Al_3.2
Upper Guyandotte River | 2076 | WV1029894 | 038 | Buffalo Creek | WV-OGU-27 | Buffalo Creek | WVOG-75 | -81.7529 | 37.8143 | GUYANDOTTE MINING, LLC | 2013-07-10 | 15.04 | 0 |  | 15.04 | 1.42 | 2.46 | 1.73 | 3 | 2 | 3.47 | Unimpaired - Delete | 3.2_Al | Surface | WQ | Surface_WQ_3.2_Al | Surface_WQ_3.2_Al | Fe_WQ_Al_3.2
Upper Guyandotte River | 2077 | WV1029908 | 001 | Buffalo Creek | WV-OGU-27-R | Dingess Branch | WVOG-75-H | -81.7098 | 37.7743 | GREENBRIER MINERALS, LLC | 2008-10-17 | 1.48 | 3.13 |  | 4.61 | 1.42 | 2.46 | 3 | 6 | 2 | 3.47 | Unimpaired - Delete | 3.2_Al | Surface | WQ | Surface_WQ_3.2_Al | Surface_WQ_3.2_Al | Fe_WQ_Al_3.2
Upper Guyandotte River | 2077 | WV1029908 | 002 | Buffalo Creek | WV-OGU-27-R | Dingess Branch | WVOG-75-H | -81.7084 | 37.7734 | GREENBRIER MINERALS, LLC | 2008-10-17 | 1.11 | 20.34 |  | 21.45 | 1.42 | 2.46 | 3 | 6 | 2 | 3.47 | Unimpaired - Delete | 3.2_Al | Surface | WQ | Surface_WQ_3.2_Al | Surface_WQ_3.2_Al | Fe_WQ_Al_3.2
Upper Guyandotte River | 2077 | WV1029908 | 003 | Buffalo Creek | WV-OGU-27-R | Dingess Branch | WVOG-75-H | -81.7196 | 37.7801 | GREENBRIER MINERALS, LLC | 2012-07-24 | 0.43 | 3.91 | 1.49 | 4.34 | 0.24 | 0.42 | 0.39 | 0.67 | 2 | 3.47 | Unimpaired - Delete | 0.75_Al | DMR and Landuse | WQ | DMR and Landuse_WQ_0.75_Al | DMR and Landuse_WQ_0.75_Al | Fe_WQ_Al_.75
Upper Guyandotte River | 1053 | WV1029932 | 053 | Island Creek | WV-OGU-1-T-6-J | Tin Branch | WVOG-65-H-1-C | -82.1096 | 37.7545 | COAL-MAC, INC. DBA PHOENIX COAL-MAC MINING, INC. | 2013-04-30 | 41.89 | 0 |  | 41.89 | 0.8 | 1.38 | 0.21 | 0.37 | 2 | 3.47 | Unimpaired - Delete | 0.75_Al | Surface | WQ | Surface_WQ_0.75_Al | Surface_WQ_0.75_Al | Fe_WQ_Al_.75
Upper Guyandotte River | 2037 |  |  | Rum Creek | WV-OGU-10 | Rum Creek | WVOG-70 | -81.8313 | 37.8167 | STOLLINGS TRUCKING COMPANY, INC. |  | 12.21 | 0 |  | 12.21 | 0 | 0 | 0 | 0 | 0 | 0 | Unimpaired - Delete | 3.2_Al | Surface | WQ | Surface_WQ_3.2_Al | Surface_WQ_3.2_Al | Fe_WQ_Al_3.2
Upper Guyandotte River | 1071 |  |  | Island Creek | WV-OGU-1 | Island Creek | WVOG-65 | -81.9906 | 37.7266 | HIGHLAND MINING COMPANY |  | 2.7 | 0 |  | 2.7 | 0 | 0 | 0 | 0 | 0 | 0 | Unimpaired - Delete | 3.2_Al | Surface | WQ | Surface_WQ_3.2_Al | Surface_WQ_3.2_Al | Fe_WQ_Al_3.2
Upper Guyandotte River | 2050 | WV1022717 | 003 | Rich Creek | WV-OGU-18-A | Left Fork/Rich Creek | WVOG-73-A | -81.9107 | 37.7457 | HAMPDEN COAL, LLC |  | 0.63 | 3.76 |  | 4.39 | 1.42 | 2.46 | 0.43 | 0.75 | 2 | 4 | Unimpaired - Delete | 3.2_Al | Surface | WQ | Surface_WQ_3.2_Al | Surface_WQ_3.2_Al | Fe_WQ_Al_3.2

## Reclamation Outlets
Project Name | SUBID | Permit | Outlet | TMDL Watershed | NHD Code | Stream Name | WV Code | Latitude | Longitude | Facility Name | Issue Date | Disturbed | Undisturbed | Mine Flow | Total Drainage | Fe_tot_avg | Fe_tot_Max | Al_tot_avg | Al_tot_max | Mn_tot_avg | Mn_tot_max | Mn_Model_C | Al_Limits | Fe_Model_C | Fe_Limit_C | Final_Mode | Final_Fe_M | Fe_Modeled
Upper Guyandotte River | 5028 | WV0001848 | 014 | Barkers Creek | OGU-128-K | Gooney Otter Creek | WVOG-131-F | 37.519 | -81.3655 | HERNDON PROCESSING COMPANY, LLC |  | 1984-01-23 | 2.21 | 0 | 2.21 | 0 | 0 | 0 | 0 | 0 | 0 | Unimpaired - Delete | No Al | Surface | Reclamation | Surface_Reclamation_No Al | Surface_Reclamation_No Al | Reclamation
Upper Guyandotte River | 1051 | WV0068764 | 001 | Island Creek | OGU-1-T-6 | Right Fork/Pine Creek | WVOG-65-H-1 | 37.7556 | -82.0982 | COAL-MAC, INC. DBA PHOENIX COAL-MAC MINING, INC. |  | 1983-10-11 | 288.77 | 57.69 | 346.46 | 0 | 0 | 0 | 0 | 0 | 0 | Unimpaired - Delete | Al Unimpaired | Surface | Reclamation | Surface_Reclamation_Al Unimpaired | Surface_Reclamation_Al Unimpaired | Reclamation
Upper Guyandotte River | 2173 | WV0099929 | 016 | Gilbert Creek | OGU-47 | Gilbert Creek | WVOG-89 | 37.6029 | -81.9104 | HAMPDEN COAL, LLC |  | 1997-04-02 | 1 | 0 | 1 | 0 | 0 | 0 | 0 | 0 | 0 | Unimpaired - Delete | Al Unimpaired | Surface | Reclamation | Surface_Reclamation_Al Unimpaired | Surface_Reclamation_Al Unimpaired | Reclamation
Upper Guyandotte River | 1029 | WV1003712 | 001 | Island Creek | OGU-1-B-6 | Trace Fork | WVOG-65-B-4 | 37.811 | -82.0634 | TRACE CREEK COAL COMPANY |  | 1986-08-12 | 2.73 | 0.11 | 2.84 | 0 | 0 | 0 | 0 | 0 | 0 | Unimpaired - Delete | Al Unimpaired | Surface | Reclamation | Surface_Reclamation_Al Unimpaired | Surface_Reclamation_Al Unimpaired | Reclamation
Upper Guyandotte River | 1029 | WV1003712 | 004 | Island Creek | OGU-1-B-6 | Trace Fork | WVOG-65-B-4 | 37.8103 | -82.0623 | TRACE CREEK COAL COMPANY |  | 1986-08-12 | 3.14 | 1.13 | 4.27 | 0 | 0 | 0 | 0 | 0 | 0 | Unimpaired - Delete | Al Unimpaired | Surface | Reclamation | Surface_Reclamation_Al Unimpaired | Surface_Reclamation_Al Unimpaired | Reclamation
Upper Guyandotte River | 1029 | WV1003712 | 005 | Island Creek | OGU-1-B-6 | Trace Fork | WVOG-65-B-4 | 37.8094 | -82.0616 | TRACE CREEK COAL COMPANY |  | 1986-08-12 | 7.18 | 0 | 7.18 | 0 | 0 | 0 | 0 | 0 | 0 | Unimpaired - Delete | Al Unimpaired | Surface | Reclamation | Surface_Reclamation_Al Unimpaired | Surface_Reclamation_Al Unimpaired | Reclamation
Upper Guyandotte River | 1029 | WV1003712 | 006 | Island Creek | OGU-1-B-6 | Trace Fork | WVOG-65-B-4 | 37.807 | -82.0608 | TRACE CREEK COAL COMPANY |  | 1991-11-13 | 4.06 | 1.63 | 5.69 | 0 | 0 | 0 | 0 | 0 | 0 | Unimpaired - Delete | Al Unimpaired | Surface | Reclamation | Surface_Reclamation_Al Unimpaired | Surface_Reclamation_Al Unimpaired | Reclamation
Upper Guyandotte River | 1029 | WV1003712 | 007 | Island Creek | OGU-1-B-6 | Trace Fork | WVOG-65-B-4 | 37.8067 | -82.0619 | TRACE CREEK COAL COMPANY |  | 1991-11-13 | 1.38 | 0.84 | 2.22 | 0 | 0 | 0 | 0 | 0 | 0 | Unimpaired - Delete | Al Unimpaired | Surface | Reclamation | Surface_Reclamation_Al Unimpaired | Surface_Reclamation_Al Unimpaired | Reclamation
Upper Guyandotte River | 1029 | WV1003712 | 008 | Island Creek | OGU-1-B-6 | Trace Fork | WVOG-65-B-4 | 37.8068 | -82.0636 | TRACE CREEK COAL COMPANY |  | 1991-11-13 | 1.83 | 1.95 | 3.78 | 0 | 0 | 0 | 0 | 0 | 0 | Unimpaired - Delete | Al Unimpaired | Surface | Reclamation | Surface_Reclamation_Al Unimpaired | Surface_Reclamation_Al Unimpaired | Reclamation
Upper Guyandotte River | 1029 | WV1003712 | 009 | Island Creek | OGU-1-B-6 | Trace Fork | WVOG-65-B-4 | 37.8067 | -82.0653 | TRACE CREEK COAL COMPANY |  | 1991-11-13 | 5.09 | 1.07 | 6.16 | 0 | 0 | 0 | 0 | 0 | 0 | Unimpaired - Delete | Al Unimpaired | Surface | Reclamation | Surface_Reclamation_Al Unimpaired | Surface_Reclamation_Al Unimpaired | Reclamation
Upper Guyandotte River | 1029 | WV1003712 | 010 | Island Creek | OGU-1-B-6 | Trace Fork | WVOG-65-B-4 | 37.8063 | -82.0687 | TRACE CREEK COAL COMPANY |  | 1991-11-13 | 0.81 | 0 | 0.81 | 0 | 0 | 0 | 0 | 0 | 0 | Unimpaired - Delete | Al Unimpaired | Surface | Reclamation | Surface_Reclamation_Al Unimpaired | Surface_Reclamation_Al Unimpaired | Reclamation
Upper Guyandotte River | 1029 | WV1003712 | 011 | Island Creek | OGU-1-B-6 | Trace Fork | WVOG-65-B-4 | 37.8035 | -82.0686 | TRACE CREEK COAL COMPANY |  | 1991-11-13 | 1.75 | 0.44 | 2.19 | 0 | 0 | 0 | 0 | 0 | 0 | Unimpaired - Delete | Al Unimpaired | Surface | Reclamation | Surface_Reclamation_Al Unimpaired | Surface_Reclamation_Al Unimpaired | Reclamation
Upper Guyandotte River | 1029 | WV1003712 | 012 | Island Creek | OGU-1-B-6 | Trace Fork | WVOG-65-B-4 | 37.8015 | -82.0687 | TRACE CREEK COAL COMPANY |  | 1991-11-13 | 3.39 | 0.53 | 3.92 | 0 | 0 | 0 | 0 | 0 | 0 | Unimpaired - Delete | Al Unimpaired | Surface | Reclamation | Surface_Reclamation_Al Unimpaired | Surface_Reclamation_Al Unimpaired | Reclamation
Upper Guyandotte River | 1029 | WV1003712 | 013 | Island Creek | OGU-1-B-6 | Trace Fork | WVOG-65-B-4 | 37.8008 | -82.0657 | TRACE CREEK COAL COMPANY |  | 1991-11-13 | 14.09 | 2.99 | 17.08 | 0 | 0 | 0 | 0 | 0 | 0 | Unimpaired - Delete | Al Unimpaired | Surface | Reclamation | Surface_Reclamation_Al Unimpaired | Surface_Reclamation_Al Unimpaired | Reclamation
Upper Guyandotte River | 1021 | WV1003712 | 014 | Island Creek | OGU-1-B-3 | Whitman Creek | WVOG-65-B-2 | 37.7966 | -82.0572 | TRACE CREEK COAL COMPANY |  | 1991-11-13 | 2.36 | 2.57 | 4.93 | 0 | 0 | 0 | 0 | 0 | 0 | Unimpaired - Delete | Al Unimpaired | Surface | Reclamation | Surface_Reclamation_Al Unimpaired | Surface_Reclamation_Al Unimpaired | Reclamation
Upper Guyandotte River | 1022 | WV1003712 | 015 | Island Creek | OGU-1-B-3-E | UNT/Whitman Creek RM 3.83 (Skifus Branch) | WVOG-65-B-2-C | 37.7958 | -82.0603 | TRACE CREEK COAL COMPANY |  | 1991-11-13 | 1.53 | 0.82 | 2.35 | 0 | 0 | 0 | 0 | 0 | 0 | Unimpaired - Delete | Al Unimpaired | Surface | Reclamation | Surface_Reclamation_Al Unimpaired | Surface_Reclamation_Al Unimpaired | Reclamation
Upper Guyandotte River | 1022 | WV1003712 | 016 | Island Creek | OGU-1-B-3-E | UNT/Whitman Creek RM 3.83 (Skifus Branch) | WVOG-65-B-2-C | 37.7957 | -82.0589 | TRACE CREEK COAL COMPANY |  | 1991-11-13 | 1.86 | 0.28 | 2.14 | 0 | 0 | 0 | 0 | 0 | 0 | Unimpaired - Delete | Al Unimpaired | Surface | Reclamation | Surface_Reclamation_Al Unimpaired | Surface_Reclamation_Al Unimpaired | Reclamation
Upper Guyandotte River | 1022 | WV1003712 | 017 | Island Creek | OGU-1-B-3-E | UNT/Whitman Creek RM 3.83 (Skifus Branch) | WVOG-65-B-2-C | 37.7953 | -82.0573 | TRACE CREEK COAL COMPANY |  | 1991-11-13 | 0.19 | 1.95 | 2.14 | 0 | 0 | 0 | 0 | 0 | 0 | Unimpaired - Delete | Al Unimpaired | Surface | Reclamation | Surface_Reclamation_Al Unimpaired | Surface_Reclamation_Al Unimpaired | Reclamation
Upper Guyandotte River | 1021 | WV1003712 | 018 | Island Creek | OGU-1-B-3 | Whitman Creek | WVOG-65-B-2 | 37.8031 | -82.0612 | TRACE CREEK COAL COMPANY |  | 1991-11-13 | 1.59 | 0.36 | 1.95 | 0 | 0 | 0 | 0 | 0 | 0 | Unimpaired - Delete | Al Unimpaired | Surface | Reclamation | Surface_Reclamation_Al Unimpaired | Surface_Reclamation_Al Unimpaired | Reclamation
Upper Guyandotte River | 1021 | WV1003712 | 019 | Island Creek | OGU-1-B-3 | Whitman Creek | WVOG-65-B-2 | 37.8023 | -82.0606 | TRACE CREEK COAL COMPANY |  | 1991-11-13 | 3.49 | 1.54 | 5.03 | 0 | 0 | 0 | 0 | 0 | 0 | Unimpaired - Delete | Al Unimpaired | Surface | Reclamation | Surface_Reclamation_Al Unimpaired | Surface_Reclamation_Al Unimpaired | Reclamation
Upper Guyandotte River | 1021 | WV1003712 | 021 | Island Creek | OGU-1-B-3 | Whitman Creek | WVOG-65-B-2 | 37.7975 | -82.0572 | TRACE CREEK COAL COMPANY |  | 1991-11-13 | 7.96 | 0.77 | 8.73 | 0 | 0 | 0 | 0 | 0 | 0 | Unimpaired - Delete | Al Unimpaired | Surface | Reclamation | Surface_Reclamation_Al Unimpaired | Surface_Reclamation_Al Unimpaired | Reclamation
Upper Guyandotte River | 1021 | WV1003712 | 022 | Island Creek | OGU-1-B-3 | Whitman Creek | WVOG-65-B-2 | 37.8058 | -82.0519 | TRACE CREEK COAL COMPANY |  | 1991-11-13 | 1.03 | 0 | 1.03 | 0 | 0 | 0 | 0 | 0 | 0 | Unimpaired - Delete | Al Unimpaired | Surface | Reclamation | Surface_Reclamation_Al Unimpaired | Surface_Reclamation_Al Unimpaired | Reclamation
Upper Guyandotte River | 1021 | WV1003712 | 023 | Island Creek | OGU-1-B-3 | Whitman Creek | WVOG-65-B-2 | 37.8068 | -82.0525 | TRACE CREEK COAL COMPANY |  | 1991-11-13 | 2.41 | 0 | 2.41 | 0 | 0 | 0 | 0 | 0 | 0 | Unimpaired - Delete | Al Unimpaired | Surface | Reclamation | Surface_Reclamation_Al Unimpaired | Surface_Reclamation_Al Unimpaired | Reclamation
Upper Guyandotte River | 1021 | WV1003712 | 024 | Island Creek | OGU-1-B-3 | Whitman Creek | WVOG-65-B-2 | 37.7979 | -82.055 | TRACE CREEK COAL COMPANY |  | 1997-02-04 | 3.46 | 1.64 | 5.1 | 0 | 0 | 0 | 0 | 0 | 0 | Unimpaired - Delete | Al Unimpaired | Surface | Reclamation | Surface_Reclamation_Al Unimpaired | Surface_Reclamation_Al Unimpaired | Reclamation
Upper Guyandotte River | 1021 | WV1003712 | 025 | Island Creek | OGU-1-B-3 | Whitman Creek | WVOG-65-B-2 | 37.8042 | -82.055 | TRACE CREEK COAL COMPANY |  | 1997-02-04 | 3.63 | 1.28 | 4.91 | 0 | 0 | 0 | 0 | 0 | 0 | Unimpaired - Delete | Al Unimpaired | Surface | Reclamation | Surface_Reclamation_Al Unimpaired | Surface_Reclamation_Al Unimpaired | Reclamation
Upper Guyandotte River | 1021 | WV1003712 | 026 | Island Creek | OGU-1-B-3 | Whitman Creek | WVOG-65-B-2 | 37.7996 | -82.0556 | TRACE CREEK COAL COMPANY |  | 1997-02-04 | 7.98 | 0.25 | 8.23 | 0 | 0 | 0 | 0 | 0 | 0 | Unimpaired - Delete | Al Unimpaired | Surface | Reclamation | Surface_Reclamation_Al Unimpaired | Surface_Reclamation_Al Unimpaired | Reclamation
Upper Guyandotte River | 1021 | WV1003712 | 027 | Island Creek | OGU-1-B-3 | Whitman Creek | WVOG-65-B-2 | 37.7985 | -82.0547 | TRACE CREEK COAL COMPANY |  | 1997-02-04 | 6.8 | 1.13 | 7.93 | 0 | 0 | 0 | 0 | 0 | 0 | Unimpaired - Delete | Al Unimpaired | Surface | Reclamation | Surface_Reclamation_Al Unimpaired | Surface_Reclamation_Al Unimpaired | Reclamation
Upper Guyandotte River | 1021 | WV1003712 | 028 | Island Creek | OGU-1-B-3 | Whitman Creek | WVOG-65-B-2 | 37.797 | -82.0574 | TRACE CREEK COAL COMPANY |  | 1997-02-04 | 12.24 | 1.03 | 13.27 | 0 | 0 | 0 | 0 | 0 | 0 | Unimpaired - Delete | Al Unimpaired | Surface | Reclamation | Surface_Reclamation_Al Unimpaired | Surface_Reclamation_Al Unimpaired | Reclamation
Upper Guyandotte River | 1022 | WV1003712 | 030 | Island Creek | OGU-1-B-3-E | UNT/Whitman Creek RM 3.83 (Skifus Branch) | WVOG-65-B-2-C | 37.7958 | -82.0609 | TRACE CREEK COAL COMPANY |  | 1997-02-04 | 2.14 | 0 | 2.14 | 0 | 0 | 0 | 0 | 0 | 0 | Unimpaired - Delete | Al Unimpaired | Surface | Reclamation | Surface_Reclamation_Al Unimpaired | Surface_Reclamation_Al Unimpaired | Reclamation
Upper Guyandotte River | 1022 | WV1003712 | 031 | Island Creek | OGU-1-B-3-E | UNT/Whitman Creek RM 3.83 (Skifus Branch) | WVOG-65-B-2-C | 37.7958 | -82.0628 | TRACE CREEK COAL COMPANY |  | 1997-02-04 | 5.2 | 4.82 | 10.02 | 0 | 0 | 0 | 0 | 0 | 0 | Unimpaired - Delete | Al Unimpaired | Surface | Reclamation | Surface_Reclamation_Al Unimpaired | Surface_Reclamation_Al Unimpaired | Reclamation
Upper Guyandotte River | 1029 | WV1003712 | 032 | Island Creek | OGU-1-B-6 | Trace Fork | WVOG-65-B-4 | 37.8043 | -82.0673 | TRACE CREEK COAL COMPANY |  | 1997-02-04 | 11.38 | 3.46 | 14.84 | 0 | 0 | 0 | 0 | 0 | 0 | Unimpaired - Delete | Al Unimpaired | Surface | Reclamation | Surface_Reclamation_Al Unimpaired | Surface_Reclamation_Al Unimpaired | Reclamation
Upper Guyandotte River | 1029 | WV1003712 | 033 | Island Creek | OGU-1-B-6 | Trace Fork | WVOG-65-B-4 | 37.8075 | -82.0606 | TRACE CREEK COAL COMPANY |  | 1997-02-04 | 1.89 | 1.07 | 2.96 | 0 | 0 | 0 | 0 | 0 | 0 | Unimpaired - Delete | Al Unimpaired | Surface | Reclamation | Surface_Reclamation_Al Unimpaired | Surface_Reclamation_Al Unimpaired | Reclamation
Upper Guyandotte River | 1029 | WV1003712 | 034 | Island Creek | OGU-1-B-6 | Trace Fork | WVOG-65-B-4 | 37.808 | -82.0606 | TRACE CREEK COAL COMPANY |  | 1997-02-04 | 10 | 0 | 10 | 0 | 0 | 0 | 0 | 0 | 0 | Unimpaired - Delete | Al Unimpaired | Surface | Reclamation | Surface_Reclamation_Al Unimpaired | Surface_Reclamation_Al Unimpaired | Reclamation
Upper Guyandotte River | 1029 | WV1003712 | 035 | Island Creek | OGU-1-B-6 | Trace Fork | WVOG-65-B-4 | 37.8084 | -82.0605 | TRACE CREEK COAL COMPANY |  | 1997-02-04 | 7.22 | 0.57 | 7.79 | 0 | 0 | 0 | 0 | 0 | 0 | Unimpaired - Delete | Al Unimpaired | Surface | Reclamation | Surface_Reclamation_Al Unimpaired | Surface_Reclamation_Al Unimpaired | Reclamation
Upper Guyandotte River | 1029 | WV1003712 | 036 | Island Creek | OGU-1-B-6 | Trace Fork | WVOG-65-B-4 | 37.8119 | -82.0637 | TRACE CREEK COAL COMPANY |  | 1997-02-04 | 3.3 | 1.9 | 5.2 | 0 | 0 | 0 | 0 | 0 | 0 | Unimpaired - Delete | Al Unimpaired | Surface | Reclamation | Surface_Reclamation_Al Unimpaired | Surface_Reclamation_Al Unimpaired | Reclamation
Upper Guyandotte River | 1029 | WV1003712 | 037 | Island Creek | OGU-1-B-6 | Trace Fork | WVOG-65-B-4 | 37.799 | -82.065 | TRACE CREEK COAL COMPANY |  | 1997-02-04 | 13.42 | 1.43 | 14.85 | 0 | 0 | 0 | 0 | 0 | 0 | Unimpaired - Delete | Al Unimpaired | Surface | Reclamation | Surface_Reclamation_Al Unimpaired | Surface_Reclamation_Al Unimpaired | Reclamation
Upper Guyandotte River | 1021 | WV1003712 | 041 | Island Creek | OGU-1-B-3 | Whitman Creek | WVOG-65-B-2 | 37.8047 | -82.0582 | TRACE CREEK COAL COMPANY |  | 2006-06-12 | 3.64 | 0 | 3.64 | 0 | 0 | 0 | 0 | 0 | 0 | Unimpaired - Delete | Al Unimpaired | Surface | Reclamation | Surface_Reclamation_Al Unimpaired | Surface_Reclamation_Al Unimpaired | Reclamation
Upper Guyandotte River | 1021 | WV1003712 | 042 | Island Creek | OGU-1-B-3 | Whitman Creek | WVOG-65-B-2 | 37.8055 | -82.0577 | TRACE CREEK COAL COMPANY |  | 2006-06-12 | 1.69 | 0.92 | 2.61 | 0 | 0 | 0 | 0 | 0 | 0 | Unimpaired - Delete | Al Unimpaired | Surface | Reclamation | Surface_Reclamation_Al Unimpaired | Surface_Reclamation_Al Unimpaired | Reclamation
Upper Guyandotte River | 1021 | WV1003712 | 043 | Island Creek | OGU-1-B-3 | Whitman Creek | WVOG-65-B-2 | 37.8058 | -82.0563 | TRACE CREEK COAL COMPANY |  | 2006-06-12 | 3.1 | 2.64 | 5.74 | 0 | 0 | 0 | 0 | 0 | 0 | Unimpaired - Delete | Al Unimpaired | Surface | Reclamation | Surface_Reclamation_Al Unimpaired | Surface_Reclamation_Al Unimpaired | Reclamation
Upper Guyandotte River | 1029 | WV1008277 | 005 | Island Creek | OGU-1-B-6 | Trace Fork | WVOG-65-B-4 | 37.8023 | -82.0785 | HIGHLAND MINING COMPANY |  | 1990-03-26 | 1.75 | 0 | 1.75 | 0 | 0 | 0 | 0 | 0 | 0 | Unimpaired - Delete | Al Unimpaired | Surface | Reclamation | Surface_Reclamation_Al Unimpaired | Surface_Reclamation_Al Unimpaired | Reclamation
Upper Guyandotte River | 1029 | WV1008277 | 006 | Island Creek | OGU-1-B-6 | Trace Fork | WVOG-65-B-4 | 37.8014 | -82.0815 | HIGHLAND MINING COMPANY |  | 1990-03-26 | 2.58 | 0 | 2.58 | 0 | 0 | 0 | 0 | 0 | 0 | Unimpaired - Delete | Al Unimpaired | Surface | Reclamation | Surface_Reclamation_Al Unimpaired | Surface_Reclamation_Al Unimpaired | Reclamation
Upper Guyandotte River | 1029 | WV1008277 | 007 | Island Creek | OGU-1-B-6 | Trace Fork | WVOG-65-B-4 | 37.8014 | -82.083 | HIGHLAND MINING COMPANY |  | 1995-03-15 | 4.73 | 0 | 4.73 | 0 | 0 | 0 | 0 | 0 | 0 | Unimpaired - Delete | Al Unimpaired | Surface | Reclamation | Surface_Reclamation_Al Unimpaired | Surface_Reclamation_Al Unimpaired | Reclamation
Upper Guyandotte River | 1025 | WV1008277 | 013 | Island Creek | OGU-1-B-3 | Whitman Creek | WVOG-65-B-2 | 37.7895 | -82.0771 | HIGHLAND MINING COMPANY |  | 1995-03-15 | 5.11 | 0 | 5.11 | 0 | 0 | 0 | 0 | 0 | 0 | Unimpaired - Delete | Al Unimpaired | Surface | Reclamation | Surface_Reclamation_Al Unimpaired | Surface_Reclamation_Al Unimpaired | Reclamation
Upper Guyandotte River | 1025 | WV1008277 | 015 | Island Creek | OGU-1-B-3 | Whitman Creek | WVOG-65-B-2 | 37.7867 | -82.0699 | HIGHLAND MINING COMPANY |  | 1995-03-15 | 2.29 | 0 | 2.29 | 0 | 0 | 0 | 0 | 0 | 0 | Unimpaired - Delete | Al Unimpaired | Surface | Reclamation | Surface_Reclamation_Al Unimpaired | Surface_Reclamation_Al Unimpaired | Reclamation
Upper Guyandotte River | 1025 | WV1008277 | 016 | Island Creek | OGU-1-B-3 | Whitman Creek | WVOG-65-B-2 | 37.7878 | -82.0641 | HIGHLAND MINING COMPANY |  | 1995-03-15 | 14.79 | 0 | 14.79 | 0 | 0 | 0 | 0 | 0 | 0 | Unimpaired - Delete | Al Unimpaired | Surface | Reclamation | Surface_Reclamation_Al Unimpaired | Surface_Reclamation_Al Unimpaired | Reclamation
Upper Guyandotte River | 1025 | WV1008277 | 019 | Island Creek | OGU-1-B-3 | Whitman Creek | WVOG-65-B-2 | 37.7846 | -82.0602 | HIGHLAND MINING COMPANY |  | 1995-03-15 | 2.79 | 0 | 2.79 | 0 | 0 | 0 | 0 | 0 | 0 | Unimpaired - Delete | Al Unimpaired | Surface | Reclamation | Surface_Reclamation_Al Unimpaired | Surface_Reclamation_Al Unimpaired | Reclamation
Upper Guyandotte River | 1023 | WV1008277 | 020 | Island Creek | OGU-1-B-3 | Whitman Creek | WVOG-65-B-2 | 37.7854 | -82.0589 | HIGHLAND MINING COMPANY |  | 1995-03-15 | 4.04 | 0 | 4.04 | 0 | 0 | 0 | 0 | 0 | 0 | Unimpaired - Delete | Al Unimpaired | Surface | Reclamation | Surface_Reclamation_Al Unimpaired | Surface_Reclamation_Al Unimpaired | Reclamation
Upper Guyandotte River | 1023 | WV1008277 | 021 | Island Creek | OGU-1-B-3 | Whitman Creek | WVOG-65-B-2 | 37.7872 | -82.0578 | HIGHLAND MINING COMPANY |  | 1995-03-15 | 5.61 | 0 | 5.61 | 0 | 0 | 0 | 0 | 0 | 0 | Unimpaired - Delete | Al Unimpaired | Surface | Reclamation | Surface_Reclamation_Al Unimpaired | Surface_Reclamation_Al Unimpaired | Reclamation
Upper Guyandotte River | 1023 | WV1008277 | 022 | Island Creek | OGU-1-B-3 | Whitman Creek | WVOG-65-B-2 | 37.7891 | -82.0595 | HIGHLAND MINING COMPANY |  | 1995-03-15 | 7.81 | 0 | 7.81 | 0 | 0 | 0 | 0 | 0 | 0 | Unimpaired - Delete | Al Unimpaired | Surface | Reclamation | Surface_Reclamation_Al Unimpaired | Surface_Reclamation_Al Unimpaired | Reclamation
Upper Guyandotte River | 1023 | WV1008277 | 023 | Island Creek | OGU-1-B-3 | Whitman Creek | WVOG-65-B-2 | 37.7907 | -82.0598 | HIGHLAND MINING COMPANY |  | 1995-03-15 | 6.65 | 0 | 6.65 | 0 | 0 | 0 | 0 | 0 | 0 | Unimpaired - Delete | Al Unimpaired | Surface | Reclamation | Surface_Reclamation_Al Unimpaired | Surface_Reclamation_Al Unimpaired | Reclamation
Upper Guyandotte River | 1022 | WV1008277 | 024 | Island Creek | OGU-1-B-3-E | UNT/Whitman Creek RM 3.83 (Skifus Branch) | WVOG-65-B-2-C | 37.7918 | -82.0602 | HIGHLAND MINING COMPANY |  | 1995-03-15 | 1.3 | 0 | 1.3 | 0 | 0 | 0 | 0 | 0 | 0 | Unimpaired - Delete | Al Unimpaired | Surface | Reclamation | Surface_Reclamation_Al Unimpaired | Surface_Reclamation_Al Unimpaired | Reclamation
Upper Guyandotte River | 1029 | WV1008277 | 028 | Island Creek | OGU-1-B-6 | Trace Fork | WVOG-65-B-4 | 37.8014 | -82.0789 | HIGHLAND MINING COMPANY |  | 1995-03-15 | 2.05 | 0 | 2.05 | 0 | 0 | 0 | 0 | 0 | 0 | Unimpaired - Delete | Al Unimpaired | Surface | Reclamation | Surface_Reclamation_Al Unimpaired | Surface_Reclamation_Al Unimpaired | Reclamation
Upper Guyandotte River | 1025 | WV1008277 | 029 | Island Creek | OGU-1-B-3 | Whitman Creek | WVOG-65-B-2 | 37.7872 | -82.0678 | HIGHLAND MINING COMPANY |  | 1995-03-15 | 14.61 | 0 | 14.61 | 0 | 0 | 0 | 0 | 0 | 0 | Unimpaired - Delete | Al Unimpaired | Surface | Reclamation | Surface_Reclamation_Al Unimpaired | Surface_Reclamation_Al Unimpaired | Reclamation
Upper Guyandotte River | 1029 | WV1008277 | 035 | Island Creek | OGU-1-B-6 | Trace Fork | WVOG-65-B-4 | 37.7984 | -82.079 | HIGHLAND MINING COMPANY |  | 2003-04-11 | 4.5 | 0 | 4.5 | 0 | 0 | 0 | 0 | 0 | 0 | Unimpaired - Delete | Al Unimpaired | Surface | Reclamation | Surface_Reclamation_Al Unimpaired | Surface_Reclamation_Al Unimpaired | Reclamation
Upper Guyandotte River | 1025 | WV1008277 | 040 | Island Creek | OGU-1-B-3 | Whitman Creek | WVOG-65-B-2 | 37.7869 | -82.0648 | HIGHLAND MINING COMPANY |  | 2003-04-11 | 3.08 | 0 | 3.08 | 0 | 0 | 0 | 0 | 0 | 0 | Unimpaired - Delete | Al Unimpaired | Surface | Reclamation | Surface_Reclamation_Al Unimpaired | Surface_Reclamation_Al Unimpaired | Reclamation
Upper Guyandotte River | 1025 | WV1008277 | 041 | Island Creek | OGU-1-B-3 | Whitman Creek | WVOG-65-B-2 | 37.7863 | -82.0663 | HIGHLAND MINING COMPANY |  | 2003-04-11 | 1.31 | 0 | 1.31 | 0 | 0 | 0 | 0 | 0 | 0 | Unimpaired - Delete | Al Unimpaired | Surface | Reclamation | Surface_Reclamation_Al Unimpaired | Surface_Reclamation_Al Unimpaired | Reclamation
Upper Guyandotte River | 1025 | WV1008277 | 043 | Island Creek | OGU-1-B-3 | Whitman Creek | WVOG-65-B-2 | 37.7876 | -82.0749 | HIGHLAND MINING COMPANY |  | 2003-04-11 | 1.13 | 0 | 1.13 | 0 | 0 | 0 | 0 | 0 | 0 | Unimpaired - Delete | Al Unimpaired | Surface | Reclamation | Surface_Reclamation_Al Unimpaired | Surface_Reclamation_Al Unimpaired | Reclamation
Upper Guyandotte River | 1025 | WV1008277 | 044 | Island Creek | OGU-1-B-3 | Whitman Creek | WVOG-65-B-2 | 37.7885 | -82.0761 | HIGHLAND MINING COMPANY |  | 2003-04-11 | 1.96 | 0 | 1.96 | 0 | 0 | 0 | 0 | 0 | 0 | Unimpaired - Delete | Al Unimpaired | Surface | Reclamation | Surface_Reclamation_Al Unimpaired | Surface_Reclamation_Al Unimpaired | Reclamation
Upper Guyandotte River | 1025 | WV1008277 | 045 | Island Creek | OGU-1-B-3 | Whitman Creek | WVOG-65-B-2 | 37.7901 | -82.0784 | HIGHLAND MINING COMPANY |  | 2003-04-11 | 6.45 | 0 | 6.45 | 0 | 0 | 0 | 0 | 0 | 0 | Unimpaired - Delete | Al Unimpaired | Surface | Reclamation | Surface_Reclamation_Al Unimpaired | Surface_Reclamation_Al Unimpaired | Reclamation
Upper Guyandotte River | 1025 | WV1008285 | 005 | Island Creek | OGU-1-B-3 | Whitman Creek | WVOG-65-B-2 | 37.7898 | -82.0819 | HIGHLAND MINING COMPANY |  | 1990-04-02 | 50.4 | 17.1 | 67.5 | 0 | 0 | 0 | 0 | 0 | 0 | Unimpaired - Delete | Al Unimpaired | Surface | Reclamation | Surface_Reclamation_Al Unimpaired | Surface_Reclamation_Al Unimpaired | Reclamation
Upper Guyandotte River | 1025 | WV1008285 | 006 | Island Creek | OGU-1-B-3 | Whitman Creek | WVOG-65-B-2 | 37.79 | -82.0833 | HIGHLAND MINING COMPANY |  | 1990-04-02 | 50.4 | 17.1 | 67.5 | 0 | 0 | 0 | 0 | 0 | 0 | Unimpaired - Delete | Al Unimpaired | Surface | Reclamation | Surface_Reclamation_Al Unimpaired | Surface_Reclamation_Al Unimpaired | Reclamation
Upper Guyandotte River | 1025 | WV1008285 | 007 | Island Creek | OGU-1-B-3 | Whitman Creek | WVOG-65-B-2 | 37.7896 | -82.0857 | HIGHLAND MINING COMPANY |  | 1995-03-20 | 50.4 | 17.1 | 67.5 | 0 | 0 | 0 | 0 | 0 | 0 | Unimpaired - Delete | Al Unimpaired | Surface | Reclamation | Surface_Reclamation_Al Unimpaired | Surface_Reclamation_Al Unimpaired | Reclamation
Upper Guyandotte River | 1025 | WV1008285 | 008 | Island Creek | OGU-1-B-3 | Whitman Creek | WVOG-65-B-2 | 37.7896 | -82.0886 | HIGHLAND MINING COMPANY |  | 1995-03-20 | 50.4 | 17.1 | 67.5 | 0 | 0 | 0 | 0 | 0 | 0 | Unimpaired - Delete | Al Unimpaired | Surface | Reclamation | Surface_Reclamation_Al Unimpaired | Surface_Reclamation_Al Unimpaired | Reclamation
Upper Guyandotte River | 1025 | WV1008285 | 009 | Island Creek | OGU-1-B-3 | Whitman Creek | WVOG-65-B-2 | 37.7876 | -82.0916 | HIGHLAND MINING COMPANY |  | 1995-03-20 | 13.7 | 0 | 13.7 | 0 | 0 | 0 | 0 | 0 | 0 | Unimpaired - Delete | Al Unimpaired | Surface | Reclamation | Surface_Reclamation_Al Unimpaired | Surface_Reclamation_Al Unimpaired | Reclamation
Upper Guyandotte River | 1025 | WV1008285 | 010 | Island Creek | OGU-1-B-3 | Whitman Creek | WVOG-65-B-2 | 37.7879 | -82.0936 | HIGHLAND MINING COMPANY |  | 1995-03-20 | 13.7 | 0 | 13.7 | 0 | 0 | 0 | 0 | 0 | 0 | Unimpaired - Delete | Al Unimpaired | Surface | Reclamation | Surface_Reclamation_Al Unimpaired | Surface_Reclamation_Al Unimpaired | Reclamation
Upper Guyandotte River | 1030 | WV1008285 | 011 | Island Creek | OGU-1-B-6-E | UNT/Trace Fork RM 2.95 | WVOG-65-B-4-G | 37.793 | -82.0861 | HIGHLAND MINING COMPANY |  | 1995-03-20 | 33.8 | 0 | 33.8 | 0 | 0 | 0 | 0 | 0 | 0 | Unimpaired - Delete | Al Unimpaired | Surface | Reclamation | Surface_Reclamation_Al Unimpaired | Surface_Reclamation_Al Unimpaired | Reclamation
Upper Guyandotte River | 1030 | WV1008285 | 012 | Island Creek | OGU-1-B-6-E | UNT/Trace Fork RM 2.95 | WVOG-65-B-4-G | 37.7933 | -82.0928 | HIGHLAND MINING COMPANY |  | 1995-03-20 | 31.9 | 0 | 31.9 | 0 | 0 | 0 | 0 | 0 | 0 | Unimpaired - Delete | Al Unimpaired | Surface | Reclamation | Surface_Reclamation_Al Unimpaired | Surface_Reclamation_Al Unimpaired | Reclamation
Upper Guyandotte River | 1030 | WV1008285 | 013 | Island Creek | OGU-1-B-6-E | UNT/Trace Fork RM 2.95 | WVOG-65-B-4-G | 37.7943 | -82.0947 | HIGHLAND MINING COMPANY |  | 1995-03-20 | 31.9 | 0 | 31.9 | 0 | 0 | 0 | 0 | 0 | 0 | Unimpaired - Delete | Al Unimpaired | Surface | Reclamation | Surface_Reclamation_Al Unimpaired | Surface_Reclamation_Al Unimpaired | Reclamation
Upper Guyandotte River | 1030 | WV1008285 | 014 | Island Creek | OGU-1-B-6-E | UNT/Trace Fork RM 2.95 | WVOG-65-B-4-G | 37.7952 | -82.0962 | HIGHLAND MINING COMPANY |  | 1995-03-20 | 41.6 | 0 | 41.6 | 0 | 0 | 0 | 0 | 0 | 0 | Unimpaired - Delete | Al Unimpaired | Surface | Reclamation | Surface_Reclamation_Al Unimpaired | Surface_Reclamation_Al Unimpaired | Reclamation
Upper Guyandotte River | 1030 | WV1008285 | 015 | Island Creek | OGU-1-B-6-E | UNT/Trace Fork RM 2.95 | WVOG-65-B-4-G | 37.7936 | -82.0978 | HIGHLAND MINING COMPANY |  | 1995-03-20 | 41.6 | 0 | 41.6 | 0 | 0 | 0 | 0 | 0 | 0 | Unimpaired - Delete | Al Unimpaired | Surface | Reclamation | Surface_Reclamation_Al Unimpaired | Surface_Reclamation_Al Unimpaired | Reclamation
Upper Guyandotte River | 1030 | WV1008285 | 016 | Island Creek | OGU-1-B-6-E | UNT/Trace Fork RM 2.95 | WVOG-65-B-4-G | 37.7924 | -82.0995 | HIGHLAND MINING COMPANY |  | 1995-03-20 | 41.6 | 0 | 41.6 | 0 | 0 | 0 | 0 | 0 | 0 | Unimpaired - Delete | Al Unimpaired | Surface | Reclamation | Surface_Reclamation_Al Unimpaired | Surface_Reclamation_Al Unimpaired | Reclamation
Upper Guyandotte River | 1030 | WV1008285 | 017 | Island Creek | OGU-1-B-6-E | UNT/Trace Fork RM 2.95 | WVOG-65-B-4-G | 37.7894 | -82.1012 | HIGHLAND MINING COMPANY |  | 1995-03-20 | 41.6 | 0 | 41.6 | 0 | 0 | 0 | 0 | 0 | 0 | Unimpaired - Delete | Al Unimpaired | Surface | Reclamation | Surface_Reclamation_Al Unimpaired | Surface_Reclamation_Al Unimpaired | Reclamation
Upper Guyandotte River | 1030 | WV1008285 | 019 | Island Creek | OGU-1-B-6-E | UNT/Trace Fork RM 2.95 | WVOG-65-B-4-G | 37.7926 | -82.0837 | HIGHLAND MINING COMPANY |  | 2013-07-10 | 8 | 0 | 8 | 0 | 0 | 0 | 0 | 0 | 0 | Unimpaired - Delete | Al Unimpaired | Surface | Reclamation | Surface_Reclamation_Al Unimpaired | Surface_Reclamation_Al Unimpaired | Reclamation
Upper Guyandotte River | 2033 | WV1013599 | 004 | Rum Creek | OGU-10-D | Slab Fork | WVOG-70-B | 37.8148 | -81.8735 | ERP ENVIRONMENTAL FUND, INC. |  | 1994-11-18 | 23.92 | 0 | 23.92 | 0 | 0 | 0 | 0 | 0 | 0 | Unimpaired - Delete | Al Unimpaired | Surface | Reclamation | Surface_Reclamation_Al Unimpaired | Surface_Reclamation_Al Unimpaired | Reclamation
Upper Guyandotte River | 2035 | WV1013599 | 005 | Rum Creek | OGU-10 | Rum Creek | WVOG-70 | 37.8254 | -81.8713 | ERP ENVIRONMENTAL FUND, INC. |  | 1994-11-18 | 26.79 | 0 | 26.79 | 0 | 0 | 0 | 0 | 0 | 0 | Unimpaired - Delete | Al Unimpaired | Surface | Reclamation | Surface_Reclamation_Al Unimpaired | Surface_Reclamation_Al Unimpaired | Reclamation
Upper Guyandotte River | 2035 | WV1013599 | 006 | Rum Creek | OGU-10 | Rum Creek | WVOG-70 | 37.8263 | -81.8652 | ERP ENVIRONMENTAL FUND, INC. |  | 1994-11-18 | 6.63 | 0 | 6.63 | 0 | 0 | 0 | 0 | 0 | 0 | Unimpaired - Delete | Al Unimpaired | Surface | Reclamation | Surface_Reclamation_Al Unimpaired | Surface_Reclamation_Al Unimpaired | Reclamation
Upper Guyandotte River | 2037 | WV1013599 | 007 | Rum Creek | OGU-10 | Rum Creek | WVOG-70 | 37.8251 | -81.8591 | ERP ENVIRONMENTAL FUND, INC. |  | 1994-11-18 | 38.72 | 0 | 38.72 | 0 | 0 | 0 | 0 | 0 | 0 | Unimpaired - Delete | Al Unimpaired | Surface | Reclamation | Surface_Reclamation_Al Unimpaired | Surface_Reclamation_Al Unimpaired | Reclamation
Upper Guyandotte River | 2037 | WV1013599 | 009 | Rum Creek | OGU-10 | Rum Creek | WVOG-70 | 37.8177 | -81.8511 | ERP ENVIRONMENTAL FUND, INC. |  | 1994-11-18 | 15.72 | 0 | 15.72 | 0 | 0 | 0 | 0 | 0 | 0 | Unimpaired - Delete | Al Unimpaired | Surface | Reclamation | Surface_Reclamation_Al Unimpaired | Surface_Reclamation_Al Unimpaired | Reclamation
Upper Guyandotte River | 2037 | WV1013599 | 010 | Rum Creek | OGU-10 | Rum Creek | WVOG-70 | 37.8217 | -81.8585 | ERP ENVIRONMENTAL FUND, INC. |  | 1994-11-18 | 13.65 | 0 | 13.65 | 0 | 0 | 0 | 0 | 0 | 0 | Unimpaired - Delete | Al Unimpaired | Surface | Reclamation | Surface_Reclamation_Al Unimpaired | Surface_Reclamation_Al Unimpaired | Reclamation
Upper Guyandotte River | 2037 | WV1013599 | 011 | Rum Creek | OGU-10 | Rum Creek | WVOG-70 | 37.8145 | -81.8394 | ERP ENVIRONMENTAL FUND, INC. |  | 1994-11-18 | 21.43 | 0 | 21.43 | 0 | 0 | 0 | 0 | 0 | 0 | Unimpaired - Delete | Al Unimpaired | Surface | Reclamation | Surface_Reclamation_Al Unimpaired | Surface_Reclamation_Al Unimpaired | Reclamation
Upper Guyandotte River | 2037 | WV1013599 | 012 | Rum Creek | OGU-10 | Rum Creek | WVOG-70 | 37.8119 | -81.8367 | ERP ENVIRONMENTAL FUND, INC. |  | 1994-11-18 | 4.58 | 0 | 4.58 | 0 | 0 | 0 | 0 | 0 | 0 | Unimpaired - Delete | Al Unimpaired | Surface | Reclamation | Surface_Reclamation_Al Unimpaired | Surface_Reclamation_Al Unimpaired | Reclamation
Upper Guyandotte River | 2038 | WV1013599 | 013 | Rum Creek | OGU-10-J | Big Lick Branch | WVOG-70-E | 37.8049 | -81.8393 | ERP ENVIRONMENTAL FUND, INC. |  | 1994-11-18 | 52.92 | 0 | 52.92 | 0 | 0 | 0 | 0 | 0 | 0 | Unimpaired - Delete | Al Unimpaired | Surface | Reclamation | Surface_Reclamation_Al Unimpaired | Surface_Reclamation_Al Unimpaired | Reclamation
Upper Guyandotte River | 2035 | WV1013599 | 015 | Rum Creek | OGU-10 | Rum Creek | WVOG-70 | 37.8241 | -81.8727 | ERP ENVIRONMENTAL FUND, INC. |  | 1994-11-18 | 5.55 | 0 | 5.55 | 0 | 0 | 0 | 0 | 0 | 0 | Unimpaired - Delete | Al Unimpaired | Surface | Reclamation | Surface_Reclamation_Al Unimpaired | Surface_Reclamation_Al Unimpaired | Reclamation
Upper Guyandotte River | 2037 | WV1013599 | 016 | Rum Creek | OGU-10 | Rum Creek | WVOG-70 | 37.8187 | -81.8567 | ERP ENVIRONMENTAL FUND, INC. |  | 1994-11-18 | 18.11 | 0 | 18.11 | 0 | 0 | 0 | 0 | 0 | 0 | Unimpaired - Delete | Al Unimpaired | Surface | Reclamation | Surface_Reclamation_Al Unimpaired | Surface_Reclamation_Al Unimpaired | Reclamation
Upper Guyandotte River | 2033 | WV1013599 | 017 | Rum Creek | OGU-10-D | Slab Fork | WVOG-70-B | 37.8107 | -81.8814 | ERP ENVIRONMENTAL FUND, INC. |  | 1994-11-18 | 5.11 | 0 | 5.11 | 0 | 0 | 0 | 0 | 0 | 0 | Unimpaired - Delete | Al Unimpaired | Surface | Reclamation | Surface_Reclamation_Al Unimpaired | Surface_Reclamation_Al Unimpaired | Reclamation
Upper Guyandotte River | 2035 | WV1013599 | 021 | Rum Creek | OGU-10 | Rum Creek | WVOG-70 | 37.8272 | -81.8673 | ERP ENVIRONMENTAL FUND, INC. |  | 1998-09-18 | 3.47 | 0 | 3.47 | 0 | 0 | 0 | 0 | 0 | 0 | Unimpaired - Delete | Al Unimpaired | Surface | Reclamation | Surface_Reclamation_Al Unimpaired | Surface_Reclamation_Al Unimpaired | Reclamation
Upper Guyandotte River | 2035 | WV1013599 | 022 | Rum Creek | OGU-10 | Rum Creek | WVOG-70 | 37.8256 | -81.8622 | ERP ENVIRONMENTAL FUND, INC. |  | 1998-09-18 | 9.09 | 0 | 9.09 | 0 | 0 | 0 | 0 | 0 | 0 | Unimpaired - Delete | Al Unimpaired | Surface | Reclamation | Surface_Reclamation_Al Unimpaired | Surface_Reclamation_Al Unimpaired | Reclamation
Upper Guyandotte River | 2037 | WV1013599 | 023 | Rum Creek | OGU-10 | Rum Creek | WVOG-70 | 37.8185 | -81.856 | ERP ENVIRONMENTAL FUND, INC. |  | 1998-09-18 | 14.81 | 0 | 14.81 | 0 | 0 | 0 | 0 | 0 | 0 | Unimpaired - Delete | Al Unimpaired | Surface | Reclamation | Surface_Reclamation_Al Unimpaired | Surface_Reclamation_Al Unimpaired | Reclamation
Upper Guyandotte River | 2037 | WV1013599 | 028 | Rum Creek | OGU-10 | Rum Creek | WVOG-70 | 37.8126 | -81.8379 | ERP ENVIRONMENTAL FUND, INC. |  | 1998-09-18 | 5.58 | 0 | 5.58 | 0 | 0 | 0 | 0 | 0 | 0 | Unimpaired - Delete | Al Unimpaired | Surface | Reclamation | Surface_Reclamation_Al Unimpaired | Surface_Reclamation_Al Unimpaired | Reclamation
Upper Guyandotte River | 2038 | WV1013599 | 029 | Rum Creek | OGU-10-J | Big Lick Branch | WVOG-70-E | 37.8089 | -81.8367 | ERP ENVIRONMENTAL FUND, INC. |  | 1998-09-18 | 6.7 | 0 | 6.7 | 0 | 0 | 0 | 0 | 0 | 0 | Unimpaired - Delete | Al Unimpaired | Surface | Reclamation | Surface_Reclamation_Al Unimpaired | Surface_Reclamation_Al Unimpaired | Reclamation
Upper Guyandotte River | 2038 | WV1013599 | 031 | Rum Creek | OGU-10-J | Big Lick Branch | WVOG-70-E | 37.8004 | -81.8397 | ERP ENVIRONMENTAL FUND, INC. |  | 1998-07-18 | 22.76 | 0 | 22.76 | 0 | 0 | 0 | 0 | 0 | 0 | Unimpaired - Delete | Al Unimpaired | Surface | Reclamation | Surface_Reclamation_Al Unimpaired | Surface_Reclamation_Al Unimpaired | Reclamation
Upper Guyandotte River | 2034 | WV1013599 | 033 | Rum Creek | OGU-10-D | Slab Fork | WVOG-70-B | 37.8084 | -81.854 | ERP ENVIRONMENTAL FUND, INC. |  | 1998-07-18 | 8.78 | 0 | 8.78 | 0 | 0 | 0 | 0 | 0 | 0 | Unimpaired - Delete | Al Unimpaired | Surface | Reclamation | Surface_Reclamation_Al Unimpaired | Surface_Reclamation_Al Unimpaired | Reclamation
Upper Guyandotte River | 2034 | WV1013599 | 034 | Rum Creek | OGU-10-D | Slab Fork | WVOG-70-B | 37.8151 | -81.8593 | ERP ENVIRONMENTAL FUND, INC. |  | 1998-09-18 | 18.48 | 0 | 18.48 | 0 | 0 | 0 | 0 | 0 | 0 | Unimpaired - Delete | Al Unimpaired | Surface | Reclamation | Surface_Reclamation_Al Unimpaired | Surface_Reclamation_Al Unimpaired | Reclamation
Upper Guyandotte River | 2033 | WV1013599 | 043 | Rum Creek | OGU-10-D | Slab Fork | WVOG-70-B | 37.8121 | -81.8787 | ERP ENVIRONMENTAL FUND, INC. |  | 2006-08-08 | 0.46 | 0 | 0.46 | 0 | 0 | 0 | 0 | 0 | 0 | Unimpaired - Delete | Al Unimpaired | Surface | Reclamation | Surface_Reclamation_Al Unimpaired | Surface_Reclamation_Al Unimpaired | Reclamation
Upper Guyandotte River | 2028 | WV1015559 | 001 | Rum Creek | OGU-10-B-2 | Burgess Branch | WVOG-70-A-1 | 37.7933 | -81.896 | BANDMILL COAL CORPORATION |  | 1993-11-15 | 66.96 | 544.74 | 611.7 | 0 | 0 | 0 | 0 | 0 | 0 | Unimpaired - Delete | Al Unimpaired | Surface | Reclamation | Surface_Reclamation_Al Unimpaired | Surface_Reclamation_Al Unimpaired | Reclamation
Upper Guyandotte River | 2027 | WV1015559 | 005 | Rum Creek | OGU-10-B | Right Hand Fork/Rum Creek | WVOG-70-A | 37.8041 | -81.9032 | BANDMILL COAL CORPORATION |  | 1993-11-15 | 36.76 | 81.38 | 118.14 | 0 | 0 | 0 | 0 | 0 | 0 | Unimpaired - Delete | Al Unimpaired | Surface | Reclamation | Surface_Reclamation_Al Unimpaired | Surface_Reclamation_Al Unimpaired | Reclamation
Upper Guyandotte River | 2040 | WV1015559 | 006 | Guyandotte River (Upper) | OGU | Guyandotte River (upper) | WVOG-up | 37.7993 | -81.9265 | BANDMILL COAL CORPORATION |  | 1993-11-15 | 74.3 | 65.09 | 139.39 | 0 | 0 | 0 | 0 | 0 | 0 | Unimpaired - Delete | Al Unimpaired | Surface | Reclamation | Surface_Reclamation_Al Unimpaired | Surface_Reclamation_Al Unimpaired | Reclamation
Upper Guyandotte River | 5018 | WV1016181 | 002 | Long Branch | OGU-124-D | UNT/Still Run RM 1.00 | WVOG-130-A.2 | 37.5923 | -81.4084 | RIVERSIDE ENERGY COMPANY, LLC |  | 1995-03-28 | 0.83 | 1.58 | 2.41 | 0 | 0 | 0 | 0 | 0 | 0 | Unimpaired - Delete | Al Unimpaired | Landuse | Reclamation | Landuse_Reclamation_Al Unimpaired | Landuse_Reclamation_Al Unimpaired | Reclamation
Upper Guyandotte River | 3040 | WV1016491 | 003 | Laurel Fork | OGU-70-X-47 | Franks Fork | WVOGC-16-U | 37.7374 | -81.4091 | RHINO EASTERN LLC |  | 1996-09-30 | 13.59 | 11.73 | 25.32 | 0 | 0 | 0 | 0 | 0 | 0 | Unimpaired - Delete | Al Unimpaired | Surface | Reclamation | Surface_Reclamation_Al Unimpaired | Surface_Reclamation_Al Unimpaired | Reclamation
Upper Guyandotte River | 3040 | WV1016491 | 004 | Laurel Fork | OGU-70-X-47 | Franks Fork | WVOGC-16-U | 37.7365 | -81.4094 | RHINO EASTERN LLC |  | 1996-09-30 | 4.71 | 1.16 | 5.87 | 0 | 0 | 0 | 0 | 0 | 0 | Unimpaired - Delete | Al Unimpaired | Surface | Reclamation | Surface_Reclamation_Al Unimpaired | Surface_Reclamation_Al Unimpaired | Reclamation
Upper Guyandotte River | 3040 | WV1016491 | 005 | Laurel Fork | OGU-70-X-47 | Franks Fork | WVOGC-16-U | 37.734 | -81.4139 | RHINO EASTERN LLC |  | 1996-09-30 | 20.92 | 381.88 | 402.8 | 0 | 0 | 0 | 0 | 0 | 0 | Unimpaired - Delete | Al Unimpaired | Surface | Reclamation | Surface_Reclamation_Al Unimpaired | Surface_Reclamation_Al Unimpaired | Reclamation
Upper Guyandotte River | 3040 | WV1016491 | 008 | Laurel Fork | OGU-70-X-47 | Franks Fork | WVOGC-16-U | 37.7327 | -81.4066 | RHINO EASTERN LLC |  | 1996-09-30 | 22.27 | 15.43 | 37.7 | 0 | 0 | 0 | 0 | 0 | 0 | Unimpaired - Delete | Al Unimpaired | Surface | Reclamation | Surface_Reclamation_Al Unimpaired | Surface_Reclamation_Al Unimpaired | Reclamation
Upper Guyandotte River | 3040 | WV1016491 | 013 | Laurel Fork | OGU-70-X-47 | Franks Fork | WVOGC-16-U | 37.7304 | -81.4035 | RHINO EASTERN LLC |  | 1996-09-30 | 72 | 46.46 | 118.46 | 0 | 0 | 0 | 0 | 0 | 0 | Unimpaired - Delete | Al Unimpaired | Surface | Reclamation | Surface_Reclamation_Al Unimpaired | Surface_Reclamation_Al Unimpaired | Reclamation
Upper Guyandotte River | 3040 | WV1016491 | 014 | Laurel Fork | OGU-70-X-47 | Franks Fork | WVOGC-16-U | 37.7286 | -81.4006 | RHINO EASTERN LLC |  | 1996-09-30 | 0.01 | 6.96 | 6.97 | 0 | 0 | 0 | 0 | 0 | 0 | Unimpaired - Delete | Al Unimpaired | Surface | Reclamation | Surface_Reclamation_Al Unimpaired | Surface_Reclamation_Al Unimpaired | Reclamation
Upper Guyandotte River | 3040 | WV1016491 | 015 | Laurel Fork | OGU-70-X-47 | Franks Fork | WVOGC-16-U | 37.7271 | -81.4018 | RHINO EASTERN LLC |  | 1996-09-30 | 0.01 | 6.97 | 6.98 | 0 | 0 | 0 | 0 | 0 | 0 | Unimpaired - Delete | Al Unimpaired | Surface | Reclamation | Surface_Reclamation_Al Unimpaired | Surface_Reclamation_Al Unimpaired | Reclamation
Upper Guyandotte River | 3040 | WV1016491 | 016 | Laurel Fork | OGU-70-X-47 | Franks Fork | WVOGC-16-U | 37.7255 | -81.4026 | RHINO EASTERN LLC |  | 1996-09-30 | 0.01 | 6.95 | 6.96 | 0 | 0 | 0 | 0 | 0 | 0 | Unimpaired - Delete | Al Unimpaired | Surface | Reclamation | Surface_Reclamation_Al Unimpaired | Surface_Reclamation_Al Unimpaired | Reclamation
Upper Guyandotte River | 3040 | WV1016491 | 017 | Laurel Fork | OGU-70-X-47 | Franks Fork | WVOGC-16-U | 37.7247 | -81.4044 | RHINO EASTERN LLC |  | 1996-09-30 | 0.01 | 7 | 7.01 | 0 | 0 | 0 | 0 | 0 | 0 | Unimpaired - Delete | Al Unimpaired | Surface | Reclamation | Surface_Reclamation_Al Unimpaired | Surface_Reclamation_Al Unimpaired | Reclamation
Upper Guyandotte River | 3041 | WV1016491 | 019 | Laurel Fork | OGU-70-X | Laurel Fork | WVOGC-16 | 37.724 | -81.4026 | RHINO EASTERN LLC |  | 1996-09-30 | 0.01 | 6.92 | 6.93 | 0 | 0 | 0 | 0 | 0 | 0 | Unimpaired - Delete | Al Unimpaired | Surface | Reclamation | Surface_Reclamation_Al Unimpaired | Surface_Reclamation_Al Unimpaired | Reclamation
Upper Guyandotte River | 3041 | WV1016491 | 020 | Laurel Fork | OGU-70-X | Laurel Fork | WVOGC-16 | 37.7256 | -81.4011 | RHINO EASTERN LLC |  | 1996-09-30 | 0.01 | 7.03 | 7.04 | 0 | 0 | 0 | 0 | 0 | 0 | Unimpaired - Delete | Al Unimpaired | Surface | Reclamation | Surface_Reclamation_Al Unimpaired | Surface_Reclamation_Al Unimpaired | Reclamation
Upper Guyandotte River | 3041 | WV1016491 | 021 | Laurel Fork | OGU-70-X | Laurel Fork | WVOGC-16 | 37.7269 | -81.3995 | RHINO EASTERN LLC |  | 1996-09-30 | 0.01 | 6.89 | 6.9 | 0 | 0 | 0 | 0 | 0 | 0 | Unimpaired - Delete | Al Unimpaired | Surface | Reclamation | Surface_Reclamation_Al Unimpaired | Surface_Reclamation_Al Unimpaired | Reclamation
Upper Guyandotte River | 3041 | WV1016491 | 025 | Laurel Fork | OGU-70-X | Laurel Fork | WVOGC-16 | 37.7238 | -81.3952 | RHINO EASTERN LLC |  | 1996-09-30 | 30.78 | 26.19 | 56.97 | 0 | 0 | 0 | 0 | 0 | 0 | Unimpaired - Delete | Al Unimpaired | Surface | Reclamation | Surface_Reclamation_Al Unimpaired | Surface_Reclamation_Al Unimpaired | Reclamation
Upper Guyandotte River | 3040 | WV1016491 | 036 | Laurel Fork | OGU-70-X-47 | Franks Fork | WVOGC-16-U | 37.7326 | -81.4063 | RHINO EASTERN LLC |  | 1996-09-30 | 1.03 | 9.29 | 10.32 | 0 | 0 | 0 | 0 | 0 | 0 | Unimpaired - Delete | Al Unimpaired | Surface | Reclamation | Surface_Reclamation_Al Unimpaired | Surface_Reclamation_Al Unimpaired | Reclamation
Upper Guyandotte River | 1062 | WV1017250 | 043 | Island Creek | OGU-1-U | Rockhouse Branch | WVOG-65-I | 37.7415 | -81.9885 | HIGHLAND MINING COMPANY |  | 2003-10-07 | 2.25 | 0 | 2.25 | 0 | 0 | 0 | 0 | 0 | 0 | Unimpaired - Delete | Al Unimpaired | Surface | Reclamation | Surface_Reclamation_Al Unimpaired | Surface_Reclamation_Al Unimpaired | Reclamation
Upper Guyandotte River | 1072 | WV1017250 | 025 | Island Creek | OGU-1-Y | Conley Branch | WVOG-65-L | 37.7198 | -81.9759 | HIGHLAND MINING COMPANY |  | 2003-10-07 | 4.39 | 0 | 4.39 | 0 | 0 | 0 | 0 | 0 | 0 | Unimpaired - Delete | Al Unimpaired | Surface | Reclamation | Surface_Reclamation_Al Unimpaired | Surface_Reclamation_Al Unimpaired | Reclamation
Upper Guyandotte River | 1072 | WV1017250 | 026 | Island Creek | OGU-1-Y | Conley Branch | WVOG-65-L | 37.7176 | -81.9837 | HIGHLAND MINING COMPANY |  | 2003-10-07 | 5.56 | 0 | 5.56 | 0 | 0 | 0 | 0 | 0 | 0 | Unimpaired - Delete | Al Unimpaired | Surface | Reclamation | Surface_Reclamation_Al Unimpaired | Surface_Reclamation_Al Unimpaired | Reclamation
Upper Guyandotte River | 1071 | WV1017250 | 037 | Island Creek | OGU-1 | Island Creek | WVOG-65 | 37.7215 | -81.9862 | HIGHLAND MINING COMPANY |  | 2003-10-07 | 12.67 | 0 | 12.67 | 0 | 0 | 0 | 0 | 0 | 0 | Unimpaired - Delete | Al Unimpaired | Surface | Reclamation | Surface_Reclamation_Al Unimpaired | Surface_Reclamation_Al Unimpaired | Reclamation
Upper Guyandotte River | 1071 | WV1017250 | 038 | Island Creek | OGU-1 | Island Creek | WVOG-65 | 37.7251 | -81.9902 | HIGHLAND MINING COMPANY |  | 2003-10-07 | 8 | 0.54 | 8.54 | 0 | 0 | 0 | 0 | 0 | 0 | Unimpaired - Delete | Al Unimpaired | Surface | Reclamation | Surface_Reclamation_Al Unimpaired | Surface_Reclamation_Al Unimpaired | Reclamation
Upper Guyandotte River | 1069 | WV1017250 | 039 | Island Creek | OGU-1 | Island Creek | WVOG-65 | 37.7301 | -81.9946 | HIGHLAND MINING COMPANY |  | 2003-10-07 | 11.9 | 0 | 11.9 | 0 | 0 | 0 | 0 | 0 | 0 | Unimpaired - Delete | Al Unimpaired | Surface | Reclamation | Surface_Reclamation_Al Unimpaired | Surface_Reclamation_Al Unimpaired | Reclamation
Upper Guyandotte River | 1069 | WV1017250 | 040 | Island Creek | OGU-1 | Island Creek | WVOG-65 | 37.7345 | -81.992 | HIGHLAND MINING COMPANY |  | 2003-10-07 | 6.59 | 0 | 6.59 | 0 | 0 | 0 | 0 | 0 | 0 | Unimpaired - Delete | Al Unimpaired | Surface | Reclamation | Surface_Reclamation_Al Unimpaired | Surface_Reclamation_Al Unimpaired | Reclamation
Upper Guyandotte River | 1069 | WV1017250 | 041 | Island Creek | OGU-1 | Island Creek | WVOG-65 | 37.7401 | -81.9906 | HIGHLAND MINING COMPANY |  | 2003-10-07 | 10.64 | 0 | 10.64 | 0 | 0 | 0 | 0 | 0 | 0 | Unimpaired - Delete | Al Unimpaired | Surface | Reclamation | Surface_Reclamation_Al Unimpaired | Surface_Reclamation_Al Unimpaired | Reclamation
Upper Guyandotte River | 1063 | WV1017250 | 042 | Island Creek | OGU-1 | Island Creek | WVOG-65 | 37.7431 | -81.9934 | HIGHLAND MINING COMPANY |  | 2003-10-07 | 6.79 | 0 | 6.79 | 0 | 0 | 0 | 0 | 0 | 0 | Unimpaired - Delete | Al Unimpaired | Surface | Reclamation | Surface_Reclamation_Al Unimpaired | Surface_Reclamation_Al Unimpaired | Reclamation
Upper Guyandotte River | 1072 | WV1017250 | 078 | Island Creek | OGU-1-Y | Conley Branch | WVOG-65-L | 37.7191 | -81.9781 | HIGHLAND MINING COMPANY |  | 2005-11-07 | 4.9 | 0 | 4.9 | 0 | 0 | 0 | 0 | 0 | 0 | Unimpaired - Delete | Al Unimpaired | Surface | Reclamation | Surface_Reclamation_Al Unimpaired | Surface_Reclamation_Al Unimpaired | Reclamation
Upper Guyandotte River | 1072 | WV1017250 | 079 | Island Creek | OGU-1-Y | Conley Branch | WVOG-65-L | 37.7185 | -81.9794 | HIGHLAND MINING COMPANY |  | 2005-11-07 | 3.86 | 0 | 3.86 | 0 | 0 | 0 | 0 | 0 | 0 | Unimpaired - Delete | Al Unimpaired | Surface | Reclamation | Surface_Reclamation_Al Unimpaired | Surface_Reclamation_Al Unimpaired | Reclamation
Upper Guyandotte River | 1071 | WV1017250 | 081 | Island Creek | OGU-1 | Island Creek | WVOG-65 | 37.7189 | -81.9845 | HIGHLAND MINING COMPANY |  | 2005-11-07 | 2.22 | 0 | 2.22 | 0 | 0 | 0 | 0 | 0 | 0 | Unimpaired - Delete | Al Unimpaired | Surface | Reclamation | Surface_Reclamation_Al Unimpaired | Surface_Reclamation_Al Unimpaired | Reclamation
Upper Guyandotte River | 1071 | WV1017250 | 082 | Island Creek | OGU-1 | Island Creek | WVOG-65 | 37.7201 | -81.9837 | HIGHLAND MINING COMPANY |  | 2005-11-07 | 9.65 | 0 | 9.65 | 0 | 0 | 0 | 0 | 0 | 0 | Unimpaired - Delete | Al Unimpaired | Surface | Reclamation | Surface_Reclamation_Al Unimpaired | Surface_Reclamation_Al Unimpaired | Reclamation
Upper Guyandotte River | 1071 | WV1017250 | 083 | Island Creek | OGU-1 | Island Creek | WVOG-65 | 37.7226 | -81.9881 | HIGHLAND MINING COMPANY |  | 2005-11-07 | 5.41 | 0 | 5.41 | 0 | 0 | 0 | 0 | 0 | 0 | Unimpaired - Delete | Al Unimpaired | Surface | Reclamation | Surface_Reclamation_Al Unimpaired | Surface_Reclamation_Al Unimpaired | Reclamation
Upper Guyandotte River | 1071 | WV1017250 | 084 | Island Creek | OGU-1 | Island Creek | WVOG-65 | 37.7235 | -81.9879 | HIGHLAND MINING COMPANY |  | 2005-11-07 | 6.15 | 0 | 6.15 | 0 | 0 | 0 | 0 | 0 | 0 | Unimpaired - Delete | Al Unimpaired | Surface | Reclamation | Surface_Reclamation_Al Unimpaired | Surface_Reclamation_Al Unimpaired | Reclamation
Upper Guyandotte River | 1071 | WV1017250 | 085 | Island Creek | OGU-1 | Island Creek | WVOG-65 | 37.7285 | -81.9933 | HIGHLAND MINING COMPANY |  | 2005-11-07 | 20.93 | 0 | 20.93 | 0 | 0 | 0 | 0 | 0 | 0 | Unimpaired - Delete | Al Unimpaired | Surface | Reclamation | Surface_Reclamation_Al Unimpaired | Surface_Reclamation_Al Unimpaired | Reclamation
Upper Guyandotte River | 1069 | WV1017250 | 086 | Island Creek | OGU-1 | Island Creek | WVOG-65 | 37.7321 | -81.9955 | HIGHLAND MINING COMPANY |  | 2005-11-07 | 10 | 0 | 10 | 0 | 0 | 0 | 0 | 0 | 0 | Unimpaired - Delete | Al Unimpaired | Surface | Reclamation | Surface_Reclamation_Al Unimpaired | Surface_Reclamation_Al Unimpaired | Reclamation
Upper Guyandotte River | 1069 | WV1017250 | 087 | Island Creek | OGU-1 | Island Creek | WVOG-65 | 37.732 | -81.993 | HIGHLAND MINING COMPANY |  | 2005-11-07 | 6.8 | 0 | 6.8 | 0 | 0 | 0 | 0 | 0 | 0 | Unimpaired - Delete | Al Unimpaired | Surface | Reclamation | Surface_Reclamation_Al Unimpaired | Surface_Reclamation_Al Unimpaired | Reclamation
Upper Guyandotte River | 1069 | WV1017250 | 088 | Island Creek | OGU-1 | Island Creek | WVOG-65 | 37.7366 | -81.9928 | HIGHLAND MINING COMPANY |  | 2005-11-07 | 6.8 | 0 | 6.8 | 0 | 0 | 0 | 0 | 0 | 0 | Unimpaired - Delete | Al Unimpaired | Surface | Reclamation | Surface_Reclamation_Al Unimpaired | Surface_Reclamation_Al Unimpaired | Reclamation
Upper Guyandotte River | 1069 | WV1017250 | 089 | Island Creek | OGU-1 | Island Creek | WVOG-65 | 37.7374 | -81.9909 | HIGHLAND MINING COMPANY |  | 2005-11-07 | 8.39 | 0 | 8.39 | 0 | 0 | 0 | 0 | 0 | 0 | Unimpaired - Delete | Al Unimpaired | Surface | Reclamation | Surface_Reclamation_Al Unimpaired | Surface_Reclamation_Al Unimpaired | Reclamation
Upper Guyandotte River | 1069 | WV1017250 | 090 | Island Creek | OGU-1 | Island Creek | WVOG-65 | 37.7403 | -81.9919 | HIGHLAND MINING COMPANY |  | 2005-11-07 | 6.69 | 0 | 6.69 | 0 | 0 | 0 | 0 | 0 | 0 | Unimpaired - Delete | Al Unimpaired | Surface | Reclamation | Surface_Reclamation_Al Unimpaired | Surface_Reclamation_Al Unimpaired | Reclamation
Upper Guyandotte River | 1069 | WV1017250 | 091 | Island Creek | OGU-1 | Island Creek | WVOG-65 | 37.7405 | -81.9943 | HIGHLAND MINING COMPANY |  | 2005-11-07 | 5.68 | 0 | 5.68 | 0 | 0 | 0 | 0 | 0 | 0 | Unimpaired - Delete | Al Unimpaired | Surface | Reclamation | Surface_Reclamation_Al Unimpaired | Surface_Reclamation_Al Unimpaired | Reclamation
Upper Guyandotte River | 1069 | WV1017250 | 092 | Island Creek | OGU-1 | Island Creek | WVOG-65 | 37.7415 | -81.9953 | HIGHLAND MINING COMPANY |  | 2005-11-07 | 1.32 | 0 | 1.32 | 0 | 0 | 0 | 0 | 0 | 0 | Unimpaired - Delete | Al Unimpaired | Surface | Reclamation | Surface_Reclamation_Al Unimpaired | Surface_Reclamation_Al Unimpaired | Reclamation
Upper Guyandotte River | 1062 | WV1017250 | 093 | Island Creek | OGU-1-U | Rockhouse Branch | WVOG-65-I | 37.7434 | -81.9913 | HIGHLAND MINING COMPANY |  | 2005-11-07 | 6.79 | 0 | 6.79 | 0 | 0 | 0 | 0 | 0 | 0 | Unimpaired - Delete | Al Unimpaired | Surface | Reclamation | Surface_Reclamation_Al Unimpaired | Surface_Reclamation_Al Unimpaired | Reclamation
Upper Guyandotte River | 1062 | WV1017250 | 094 | Island Creek | OGU-1-U | Rockhouse Branch | WVOG-65-I | 37.743 | -81.9898 | HIGHLAND MINING COMPANY |  | 2005-11-07 | 5.05 | 0 | 5.05 | 0 | 0 | 0 | 0 | 0 | 0 | Unimpaired - Delete | Al Unimpaired | Surface | Reclamation | Surface_Reclamation_Al Unimpaired | Surface_Reclamation_Al Unimpaired | Reclamation
Upper Guyandotte River | 1062 | WV1017250 | 095 | Island Creek | OGU-1-U | Rockhouse Branch | WVOG-65-I | 37.7405 | -81.988 | HIGHLAND MINING COMPANY |  | 2005-11-07 | 9.18 | 0 | 9.18 | 0 | 0 | 0 | 0 | 0 | 0 | Unimpaired - Delete | Al Unimpaired | Surface | Reclamation | Surface_Reclamation_Al Unimpaired | Surface_Reclamation_Al Unimpaired | Reclamation
Upper Guyandotte River | 1062 | WV1017250 | 096 | Island Creek | OGU-1-U | Rockhouse Branch | WVOG-65-I | 37.738 | -81.9873 | HIGHLAND MINING COMPANY |  | 2005-11-07 | 3.52 | 0 | 3.52 | 0 | 0 | 0 | 0 | 0 | 0 | Unimpaired - Delete | Al Unimpaired | Surface | Reclamation | Surface_Reclamation_Al Unimpaired | Surface_Reclamation_Al Unimpaired | Reclamation
Upper Guyandotte River | 2168 | WV1018914 | 106 | Gilbert Creek | OGU-47-B | Horsepen Creek | WVOG-89-B | 37.6319 | -81.9532 | PREMIUM ENERGY, LLC |  | 2011-10-13 | 2.3 | 0 | 2.3 | 0 | 0 | 0 | 0 | 0 | 0 | Unimpaired - Delete | Al Unimpaired | Surface | Reclamation | Surface_Reclamation_Al Unimpaired | Surface_Reclamation_Al Unimpaired | Reclamation
Upper Guyandotte River | 2168 | WV1018914 | 074 | Gilbert Creek | OGU-47-B | Horsepen Creek | WVOG-89-B | 37.6302 | -81.9415 | PREMIUM ENERGY, LLC |  | 2000-07-31 | 7 | 0 | 7 | 0 | 0 | 0 | 0 | 0 | 0 | Unimpaired - Delete | Al Unimpaired | Surface | Reclamation | Surface_Reclamation_Al Unimpaired | Surface_Reclamation_Al Unimpaired | Reclamation
Upper Guyandotte River | 2168 | WV1018914 | 075 | Gilbert Creek | OGU-47-B | Horsepen Creek | WVOG-89-B | 37.6312 | -81.944 | PREMIUM ENERGY, LLC |  | 2000-07-31 | 1.2 | 0 | 1.2 | 0 | 0 | 0 | 0 | 0 | 0 | Unimpaired - Delete | Al Unimpaired | Surface | Reclamation | Surface_Reclamation_Al Unimpaired | Surface_Reclamation_Al Unimpaired | Reclamation
Upper Guyandotte River | 2168 | WV1018914 | 076 | Gilbert Creek | OGU-47-B | Horsepen Creek | WVOG-89-B | 37.6306 | -81.9457 | PREMIUM ENERGY, LLC |  | 2000-07-31 | 2.6 | 0 | 2.6 | 0 | 0 | 0 | 0 | 0 | 0 | Unimpaired - Delete | Al Unimpaired | Surface | Reclamation | Surface_Reclamation_Al Unimpaired | Surface_Reclamation_Al Unimpaired | Reclamation
Upper Guyandotte River | 2168 | WV1018914 | 077 | Gilbert Creek | OGU-47-B | Horsepen Creek | WVOG-89-B | 37.6302 | -81.9479 | PREMIUM ENERGY, LLC |  | 2000-07-31 | 3.5 | 0 | 3.5 | 0 | 0 | 0 | 0 | 0 | 0 | Unimpaired - Delete | Al Unimpaired | Surface | Reclamation | Surface_Reclamation_Al Unimpaired | Surface_Reclamation_Al Unimpaired | Reclamation
Upper Guyandotte River | 2168 | WV1018914 | 078 | Gilbert Creek | OGU-47-B | Horsepen Creek | WVOG-89-B | 37.6297 | -81.9486 | PREMIUM ENERGY, LLC |  | 2000-07-31 | 2 | 0 | 2 | 0 | 0 | 0 | 0 | 0 | 0 | Unimpaired - Delete | Al Unimpaired | Surface | Reclamation | Surface_Reclamation_Al Unimpaired | Surface_Reclamation_Al Unimpaired | Reclamation
Upper Guyandotte River | 2168 | WV1018914 | 079 | Gilbert Creek | OGU-47-B | Horsepen Creek | WVOG-89-B | 37.6289 | -81.951 | PREMIUM ENERGY, LLC |  | 2000-07-31 | 6.29 | 0 | 6.29 | 0 | 0 | 0 | 0 | 0 | 0 | Unimpaired - Delete | Al Unimpaired | Surface | Reclamation | Surface_Reclamation_Al Unimpaired | Surface_Reclamation_Al Unimpaired | Reclamation
Upper Guyandotte River | 2168 | WV1018914 | 080 | Gilbert Creek | OGU-47-B | Horsepen Creek | WVOG-89-B | 37.6291 | -81.952 | PREMIUM ENERGY, LLC |  | 2000-07-31 | 3.6 | 0 | 3.6 | 0 | 0 | 0 | 0 | 0 | 0 | Unimpaired - Delete | Al Unimpaired | Surface | Reclamation | Surface_Reclamation_Al Unimpaired | Surface_Reclamation_Al Unimpaired | Reclamation
Upper Guyandotte River | 2168 | WV1018914 | 081 | Gilbert Creek | OGU-47-B | Horsepen Creek | WVOG-89-B | 37.6289 | -81.9534 | PREMIUM ENERGY, LLC |  | 2000-07-31 | 3.9 | 0 | 3.9 | 0 | 0 | 0 | 0 | 0 | 0 | Unimpaired - Delete | Al Unimpaired | Surface | Reclamation | Surface_Reclamation_Al Unimpaired | Surface_Reclamation_Al Unimpaired | Reclamation
Upper Guyandotte River | 2168 | WV1018914 | 082 | Gilbert Creek | OGU-47-B | Horsepen Creek | WVOG-89-B | 37.6306 | -81.954 | PREMIUM ENERGY, LLC |  | 2000-07-31 | 7.23 | 0 | 7.23 | 0 | 0 | 0 | 0 | 0 | 0 | Unimpaired - Delete | Al Unimpaired | Surface | Reclamation | Surface_Reclamation_Al Unimpaired | Surface_Reclamation_Al Unimpaired | Reclamation
Upper Guyandotte River | 2168 | WV1018914 | 083 | Gilbert Creek | OGU-47-B | Horsepen Creek | WVOG-89-B | 37.6319 | -81.9549 | PREMIUM ENERGY, LLC |  | 2000-07-31 | 2.17 | 0 | 2.17 | 0 | 0 | 0 | 0 | 0 | 0 | Unimpaired - Delete | Al Unimpaired | Surface | Reclamation | Surface_Reclamation_Al Unimpaired | Surface_Reclamation_Al Unimpaired | Reclamation
Upper Guyandotte River | 2168 | WV1018914 | 084 | Gilbert Creek | OGU-47-B | Horsepen Creek | WVOG-89-B | 37.6331 | -81.957 | PREMIUM ENERGY, LLC |  | 2000-07-31 | 2.98 | 0 | 2.98 | 0 | 0 | 0 | 0 | 0 | 0 | Unimpaired - Delete | Al Unimpaired | Surface | Reclamation | Surface_Reclamation_Al Unimpaired | Surface_Reclamation_Al Unimpaired | Reclamation
Upper Guyandotte River | 2168 | WV1020196 | 086 | Gilbert Creek | OGU-47-B | Horsepen Creek | WVOG-89-B | 37.6287 | -81.9337 | PREMIUM ENERGY, LLC |  | 2006-11-17 | 3.2 | 0 | 3.2 | 0 | 0 | 0 | 0 | 0 | 0 | Unimpaired - Delete | Al Unimpaired | Surface | Reclamation | Surface_Reclamation_Al Unimpaired | Surface_Reclamation_Al Unimpaired | Reclamation
Upper Guyandotte River | 2168 | WV1020196 | 087 | Gilbert Creek | OGU-47-B | Horsepen Creek | WVOG-89-B | 37.629 | -81.9354 | PREMIUM ENERGY, LLC |  | 2006-11-17 | 2 | 0 | 2 | 0 | 0 | 0 | 0 | 0 | 0 | Unimpaired - Delete | Al Unimpaired | Surface | Reclamation | Surface_Reclamation_Al Unimpaired | Surface_Reclamation_Al Unimpaired | Reclamation
Upper Guyandotte River | 2168 | WV1020196 | 088 | Gilbert Creek | OGU-47-B | Horsepen Creek | WVOG-89-B | 37.6307 | -81.9382 | PREMIUM ENERGY, LLC |  | 2006-11-17 | 7.2 | 0 | 7.2 | 0 | 0 | 0 | 0 | 0 | 0 | Unimpaired - Delete | Al Unimpaired | Surface | Reclamation | Surface_Reclamation_Al Unimpaired | Surface_Reclamation_Al Unimpaired | Reclamation
Upper Guyandotte River | 2172 | WV1020196 | 032 | Gilbert Creek | OGU-47-F | Adams Fork | WVOG-89-C.3 | 37.6051 | -81.9329 | PREMIUM ENERGY, LLC |  | 2000-03-29 | 2.3 | 0 | 2.3 | 0 | 0 | 0 | 0 | 0 | 0 | Unimpaired - Delete | Al Unimpaired | Surface | Reclamation | Surface_Reclamation_Al Unimpaired | Surface_Reclamation_Al Unimpaired | Reclamation
Upper Guyandotte River | 2172 | WV1020196 | 035 | Gilbert Creek | OGU-47-F | Adams Fork | WVOG-89-C.3 | 37.6093 | -81.9323 | PREMIUM ENERGY, LLC |  | 2000-03-29 | 4.5 | 0 | 4.5 | 0 | 0 | 0 | 0 | 0 | 0 | Unimpaired - Delete | Al Unimpaired | Surface | Reclamation | Surface_Reclamation_Al Unimpaired | Surface_Reclamation_Al Unimpaired | Reclamation
Upper Guyandotte River | 2168 | WV1020196 | 053 | Gilbert Creek | OGU-47-B | Horsepen Creek | WVOG-89-B | 37.6304 | -81.9246 | PREMIUM ENERGY, LLC |  | 2000-03-29 | 7.2 | 0 | 7.2 | 0 | 0 | 0 | 0 | 0 | 0 | Unimpaired - Delete | Al Unimpaired | Surface | Reclamation | Surface_Reclamation_Al Unimpaired | Surface_Reclamation_Al Unimpaired | Reclamation
Upper Guyandotte River | 2168 | WV1020196 | 054 | Gilbert Creek | OGU-47-B | Horsepen Creek | WVOG-89-B | 37.6234 | -81.9285 | PREMIUM ENERGY, LLC |  | 2000-03-29 | 3 | 0 | 3 | 0 | 0 | 0 | 0 | 0 | 0 | Unimpaired - Delete | Al Unimpaired | Surface | Reclamation | Surface_Reclamation_Al Unimpaired | Surface_Reclamation_Al Unimpaired | Reclamation
Upper Guyandotte River | 2168 | WV1020196 | 055 | Gilbert Creek | OGU-47-B | Horsepen Creek | WVOG-89-B | 37.6234 | -81.9315 | PREMIUM ENERGY, LLC |  | 2000-03-29 | 5 | 0 | 5 | 0 | 0 | 0 | 0 | 0 | 0 | Unimpaired - Delete | Al Unimpaired | Surface | Reclamation | Surface_Reclamation_Al Unimpaired | Surface_Reclamation_Al Unimpaired | Reclamation
Upper Guyandotte River | 2168 | WV1020196 | 056 | Gilbert Creek | OGU-47-B | Horsepen Creek | WVOG-89-B | 37.6248 | -81.9321 | PREMIUM ENERGY, LLC |  | 2000-03-29 | 3 | 0 | 3 | 0 | 0 | 0 | 0 | 0 | 0 | Unimpaired - Delete | Al Unimpaired | Surface | Reclamation | Surface_Reclamation_Al Unimpaired | Surface_Reclamation_Al Unimpaired | Reclamation
Upper Guyandotte River | 2168 | WV1020196 | 057 | Gilbert Creek | OGU-47-B | Horsepen Creek | WVOG-89-B | 37.6259 | -81.9323 | PREMIUM ENERGY, LLC |  | 2000-03-29 | 2 | 0 | 2 | 0 | 0 | 0 | 0 | 0 | 0 | Unimpaired - Delete | Al Unimpaired | Surface | Reclamation | Surface_Reclamation_Al Unimpaired | Surface_Reclamation_Al Unimpaired | Reclamation
Upper Guyandotte River | 2168 | WV1020196 | 058 | Gilbert Creek | OGU-47-B | Horsepen Creek | WVOG-89-B | 37.6273 | -81.9326 | PREMIUM ENERGY, LLC |  | 2000-03-29 | 3 | 0 | 3 | 0 | 0 | 0 | 0 | 0 | 0 | Unimpaired - Delete | Al Unimpaired | Surface | Reclamation | Surface_Reclamation_Al Unimpaired | Surface_Reclamation_Al Unimpaired | Reclamation
Upper Guyandotte River | 2029 | WV1020421 | 007 | Rum Creek | OGU-10-B | Right Hand Fork/Rum Creek | WVOG-70-A | 37.7826 | -81.8592 | BANDMILL COAL CORPORATION |  | 2008-11-06 | 14.4 | 0 | 14.4 | 0 | 0 | 0 | 0 | 0 | 0 | Unimpaired - Delete | Al Unimpaired | Surface | Reclamation | Surface_Reclamation_Al Unimpaired | Surface_Reclamation_Al Unimpaired | Reclamation
Upper Guyandotte River | 2029 | WV1020421 | 008 | Rum Creek | OGU-10-B | Right Hand Fork/Rum Creek | WVOG-70-A | 37.7829 | -81.8659 | BANDMILL COAL CORPORATION |  | 2008-11-06 | 17.71 | 0 | 17.71 | 0 | 0 | 0 | 0 | 0 | 0 | Unimpaired - Delete | Al Unimpaired | Surface | Reclamation | Surface_Reclamation_Al Unimpaired | Surface_Reclamation_Al Unimpaired | Reclamation
Upper Guyandotte River | 2068 | WV1020421 | 015 | Buffalo Creek | OGU-27 | Buffalo Creek | WVOG-75 | 37.7801 | -81.8615 | BANDMILL COAL CORPORATION |  | 2013-04-19 | 9.23 | 0 | 9.23 | 0 | 0 | 0 | 0 | 0 | 0 | Unimpaired - Delete | No Al | Surface | Reclamation | Surface_Reclamation_No Al | Surface_Reclamation_No Al | Reclamation
Upper Guyandotte River | 2068 | WV1020421 | 016 | Buffalo Creek | OGU-27 | Buffalo Creek | WVOG-75 | 37.7807 | -81.8593 | BANDMILL COAL CORPORATION |  | 2013-04-19 | 1.35 | 0 | 1.35 | 0 | 0 | 0 | 0 | 0 | 0 | Unimpaired - Delete | No Al | Surface | Reclamation | Surface_Reclamation_No Al | Surface_Reclamation_No Al | Reclamation
Upper Guyandotte River | 2068 | WV1020421 | 017 | Buffalo Creek | OGU-27 | Buffalo Creek | WVOG-75 | 37.7798 | -81.8568 | BANDMILL COAL CORPORATION |  | 2013-04-19 | 1.11 | 0 | 1.11 | 0 | 0 | 0 | 0 | 0 | 0 | Unimpaired - Delete | No Al | Surface | Reclamation | Surface_Reclamation_No Al | Surface_Reclamation_No Al | Reclamation
Upper Guyandotte River | 2068 | WV1020421 | 018 | Buffalo Creek | OGU-27 | Buffalo Creek | WVOG-75 | 37.7798 | -81.8557 | BANDMILL COAL CORPORATION |  | 2013-10-17 | 1.91 | 0 | 1.91 | 0 | 0 | 0 | 0 | 0 | 0 | Unimpaired - Delete | No Al | Surface | Reclamation | Surface_Reclamation_No Al | Surface_Reclamation_No Al | Reclamation
Upper Guyandotte River | 2029 | WV1020421 | 004 | Rum Creek | OGU-10-B | Right Hand Fork/Rum Creek | WVOG-70-A | 37.7835 | -81.8655 | BANDMILL COAL CORPORATION |  | 2002-06-27 | 15.26 | 0 | 15.26 | 0 | 0 | 0 | 0 | 0 | 0 | Unimpaired - Delete | Al Unimpaired | Surface | Reclamation | Surface_Reclamation_Al Unimpaired | Surface_Reclamation_Al Unimpaired | Reclamation
Upper Guyandotte River | 2029 | WV1020421 | 005 | Rum Creek | OGU-10-B | Right Hand Fork/Rum Creek | WVOG-70-A | 37.7841 | -81.8624 | BANDMILL COAL CORPORATION |  | 2002-06-27 | 35.49 | 0 | 35.49 | 0 | 0 | 0 | 0 | 0 | 0 | Unimpaired - Delete | Al Unimpaired | Surface | Reclamation | Surface_Reclamation_Al Unimpaired | Surface_Reclamation_Al Unimpaired | Reclamation
Upper Guyandotte River | 1057 | WV1020561 | 003 | Island Creek | OGU-1-T-10 | Left Fork/Pine Creek | WVOG-65-H-3 | 37.7251 | -82.0727 | COAL-MAC, INC. DBA PHOENIX COAL-MAC MINING, INC. |  | 2004-05-19 | 17.68 | 39.86 | 57.54 | 0 | 0 | 0 | 0 | 0 | 0 | Unimpaired - Delete | Al Unimpaired | Surface | Reclamation | Surface_Reclamation_Al Unimpaired | Surface_Reclamation_Al Unimpaired | Reclamation
Upper Guyandotte River | 1057 | WV1020561 | 006 | Island Creek | OGU-1-T-10 | Left Fork/Pine Creek | WVOG-65-H-3 | 37.7129 | -82.0812 | COAL-MAC, INC. DBA PHOENIX COAL-MAC MINING, INC. |  | 2004-05-19 | 41.52 | 140.43 | 181.95 | 0 | 0 | 0 | 0 | 0 | 0 | Unimpaired - Delete | Al Unimpaired | Surface | Reclamation | Surface_Reclamation_Al Unimpaired | Surface_Reclamation_Al Unimpaired | Reclamation
Upper Guyandotte River | 1068 | WV1020561 | 001 | Island Creek | OGU-1-V | Cow Creek | WVOG-65-J | 37.7044 | -82.0715 | COAL-MAC, INC. DBA PHOENIX COAL-MAC MINING, INC. |  | 2004-05-19 | 44.88 | 135.42 | 180.3 | 0 | 0 | 0 | 0 | 0 | 0 | Unimpaired - Delete | Al Unimpaired | Surface | Reclamation | Surface_Reclamation_Al Unimpaired | Surface_Reclamation_Al Unimpaired | Reclamation
Upper Guyandotte River | 1066 | WV1020561 | 002 | Island Creek | OGU-1-V | Cow Creek | WVOG-65-J | 37.7153 | -82.0669 | COAL-MAC, INC. DBA PHOENIX COAL-MAC MINING, INC. |  | 2004-05-19 | 24 | 14.33 | 38.33 | 0 | 0 | 0 | 0 | 0 | 0 | Unimpaired - Delete | Al Unimpaired | Surface | Reclamation | Surface_Reclamation_Al Unimpaired | Surface_Reclamation_Al Unimpaired | Reclamation
Upper Guyandotte River | 1057 | WV1020561 | 042 | Island Creek | OGU-1-T-10 | Left Fork/Pine Creek | WVOG-65-H-3 | 37.7213 | -82.076 | COAL-MAC, INC. DBA PHOENIX COAL-MAC MINING, INC. |  | 2015-11-05 | 44.88 | 64.5 | 109.38 | 0 | 0 | 0 | 0 | 0 | 0 | Unimpaired - Delete | Al Unimpaired | Surface | Reclamation | Surface_Reclamation_Al Unimpaired | Surface_Reclamation_Al Unimpaired | Reclamation
Upper Guyandotte River | 2175 | WV1020625 | 010 | Gilbert Creek | OGU-47-L | Right Fork/Gilbert Creek | WVOG-89-E | 37.5691 | -81.8955 | FRASURE CREEK MINING, LLC |  | 2002-11-26 | 5 | 0 | 5 | 0 | 0 | 0 | 0 | 0 | 0 | Unimpaired - Delete | Al Unimpaired | Surface | Reclamation | Surface_Reclamation_Al Unimpaired | Surface_Reclamation_Al Unimpaired | Reclamation
Upper Guyandotte River | 2175 | WV1020625 | 011 | Gilbert Creek | OGU-47-L | Right Fork/Gilbert Creek | WVOG-89-E | 37.5682 | -81.8981 | FRASURE CREEK MINING, LLC |  | 2002-11-26 | 3.3 | 0 | 3.3 | 0 | 0 | 0 | 0 | 0 | 0 | Unimpaired - Delete | Al Unimpaired | Surface | Reclamation | Surface_Reclamation_Al Unimpaired | Surface_Reclamation_Al Unimpaired | Reclamation
Upper Guyandotte River | 2175 | WV1020625 | 012 | Gilbert Creek | OGU-47-L | Right Fork/Gilbert Creek | WVOG-89-E | 37.5654 | -81.8996 | FRASURE CREEK MINING, LLC |  | 2002-11-26 | 9.1 | 0 | 9.1 | 0 | 0 | 0 | 0 | 0 | 0 | Unimpaired - Delete | Al Unimpaired | Surface | Reclamation | Surface_Reclamation_Al Unimpaired | Surface_Reclamation_Al Unimpaired | Reclamation
Upper Guyandotte River | 2175 | WV1020625 | 013 | Gilbert Creek | OGU-47-L | Right Fork/Gilbert Creek | WVOG-89-E | 37.5644 | -81.8928 | FRASURE CREEK MINING, LLC |  | 2002-11-26 | 4 | 0 | 4 | 0 | 0 | 0 | 0 | 0 | 0 | Unimpaired - Delete | Al Unimpaired | Surface | Reclamation | Surface_Reclamation_Al Unimpaired | Surface_Reclamation_Al Unimpaired | Reclamation
Upper Guyandotte River | 2175 | WV1020625 | 014 | Gilbert Creek | OGU-47-L | Right Fork/Gilbert Creek | WVOG-89-E | 37.562 | -81.8958 | FRASURE CREEK MINING, LLC |  | 2002-11-26 | 3.2 | 0 | 3.2 | 0 | 0 | 0 | 0 | 0 | 0 | Unimpaired - Delete | Al Unimpaired | Surface | Reclamation | Surface_Reclamation_Al Unimpaired | Surface_Reclamation_Al Unimpaired | Reclamation
Upper Guyandotte River | 2175 | WV1020625 | 015 | Gilbert Creek | OGU-47-L | Right Fork/Gilbert Creek | WVOG-89-E | 37.5616 | -81.8981 | FRASURE CREEK MINING, LLC |  | 2002-11-26 | 6.9 | 0 | 6.9 | 0 | 0 | 0 | 0 | 0 | 0 | Unimpaired - Delete | Al Unimpaired | Surface | Reclamation | Surface_Reclamation_Al Unimpaired | Surface_Reclamation_Al Unimpaired | Reclamation
Upper Guyandotte River | 2175 | WV1020625 | 016 | Gilbert Creek | OGU-47-L | Right Fork/Gilbert Creek | WVOG-89-E | 37.5617 | -81.8949 | FRASURE CREEK MINING, LLC |  | 2002-11-26 | 1 | 0 | 1 | 0 | 0 | 0 | 0 | 0 | 0 | Unimpaired - Delete | Al Unimpaired | Surface | Reclamation | Surface_Reclamation_Al Unimpaired | Surface_Reclamation_Al Unimpaired | Reclamation
Upper Guyandotte River | 2175 | WV1020625 | 020 | Gilbert Creek | OGU-47-L | Right Fork/Gilbert Creek | WVOG-89-E | 37.5665 | -81.899 | FRASURE CREEK MINING, LLC |  | 2007-02-28 | 1.8 | 0 | 1.8 | 0 | 0 | 0 | 0 | 0 | 0 | Unimpaired - Delete | Al Unimpaired | Surface | Reclamation | Surface_Reclamation_Al Unimpaired | Surface_Reclamation_Al Unimpaired | Reclamation
Upper Guyandotte River | 2173 | WV1020625 | 021 | Gilbert Creek | OGU-47 | Gilbert Creek | WVOG-89 | 37.574 | -81.9071 | FRASURE CREEK MINING, LLC |  | 2007-02-28 | 4.1 | 0 | 4.1 | 0 | 0 | 0 | 0 | 0 | 0 | Unimpaired - Delete | Al Unimpaired | Surface | Reclamation | Surface_Reclamation_Al Unimpaired | Surface_Reclamation_Al Unimpaired | Reclamation
Upper Guyandotte River | 2173 | WV1020625 | 022 | Gilbert Creek | OGU-47 | Gilbert Creek | WVOG-89 | 37.5757 | -81.9065 | FRASURE CREEK MINING, LLC |  | 2007-02-28 | 5.9 | 12.3 | 18.2 | 0 | 0 | 0 | 0 | 0 | 0 | Unimpaired - Delete | Al Unimpaired | Surface | Reclamation | Surface_Reclamation_Al Unimpaired | Surface_Reclamation_Al Unimpaired | Reclamation
Upper Guyandotte River | 2175 | WV1020625 | 024 | Gilbert Creek | OGU-47-L | Right Fork/Gilbert Creek | WVOG-89-E | 37.564 | -81.8958 | FRASURE CREEK MINING, LLC |  | 2007-12-03 | 2.4 | 0 | 2.4 | 0 | 0 | 0 | 0 | 0 | 0 | Unimpaired - Delete | Al Unimpaired | Surface | Reclamation | Surface_Reclamation_Al Unimpaired | Surface_Reclamation_Al Unimpaired | Reclamation
Upper Guyandotte River | 2175 | WV1020625 | 025 | Gilbert Creek | OGU-47-L | Right Fork/Gilbert Creek | WVOG-89-E | 37.5637 | -81.8975 | FRASURE CREEK MINING, LLC |  | 2007-12-03 | 4.2 | 0 | 4.2 | 0 | 0 | 0 | 0 | 0 | 0 | Unimpaired - Delete | Al Unimpaired | Surface | Reclamation | Surface_Reclamation_Al Unimpaired | Surface_Reclamation_Al Unimpaired | Reclamation
Upper Guyandotte River | 2175 | WV1020625 | 026 | Gilbert Creek | OGU-47-L | Right Fork/Gilbert Creek | WVOG-89-E | 37.564 | -81.8988 | FRASURE CREEK MINING, LLC |  | 2007-12-03 | 5.4 | 0 | 5.4 | 0 | 0 | 0 | 0 | 0 | 0 | Unimpaired - Delete | Al Unimpaired | Surface | Reclamation | Surface_Reclamation_Al Unimpaired | Surface_Reclamation_Al Unimpaired | Reclamation
Upper Guyandotte River | 2175 | WV1020625 | 027 | Gilbert Creek | OGU-47-L | Right Fork/Gilbert Creek | WVOG-89-E | 37.5624 | -81.8929 | FRASURE CREEK MINING, LLC |  | 2007-12-03 | 5.5 | 0 | 5.5 | 0 | 0 | 0 | 0 | 0 | 0 | Unimpaired - Delete | Al Unimpaired | Surface | Reclamation | Surface_Reclamation_Al Unimpaired | Surface_Reclamation_Al Unimpaired | Reclamation
Upper Guyandotte River | 2175 | WV1020625 | 023 | Gilbert Creek | OGU-47-L | Right Fork/Gilbert Creek | WVOG-89-E | 37.5639 | -81.8947 | FRASURE CREEK MINING, LLC |  | 2007-12-03 | 4.5 | 0 | 4.5 | 0 | 0 | 0 | 0 | 0 | 0 | Unimpaired - Delete | Al Unimpaired | Surface | Reclamation | Surface_Reclamation_Al Unimpaired | Surface_Reclamation_Al Unimpaired | Reclamation
Upper Guyandotte River | 2175 | WV1020625 | 028 | Gilbert Creek | OGU-47-L | Right Fork/Gilbert Creek | WVOG-89-E | 37.5617 | -81.894 | FRASURE CREEK MINING, LLC |  | 2010-04-26 | 1.8 | 0 | 1.8 | 0 | 0 | 0 | 0 | 0 | 0 | Unimpaired - Delete | Al Unimpaired | Surface | Reclamation | Surface_Reclamation_Al Unimpaired | Surface_Reclamation_Al Unimpaired | Reclamation
Upper Guyandotte River | 2175 | WV1020625 | 029 | Gilbert Creek | OGU-47-L | Right Fork/Gilbert Creek | WVOG-89-E | 37.5622 | -81.893 | FRASURE CREEK MINING, LLC |  | 2010-04-26 | 1.7 | 0 | 1.7 | 0 | 0 | 0 | 0 | 0 | 0 | Unimpaired - Delete | Al Unimpaired | Surface | Reclamation | Surface_Reclamation_Al Unimpaired | Surface_Reclamation_Al Unimpaired | Reclamation
Upper Guyandotte River | 2175 | WV1020625 | 030 | Gilbert Creek | OGU-47-L | Right Fork/Gilbert Creek | WVOG-89-E | 37.564 | -81.8944 | FRASURE CREEK MINING, LLC |  | 2010-04-26 | 0.3 | 0 | 0.3 | 0 | 0 | 0 | 0 | 0 | 0 | Unimpaired - Delete | Al Unimpaired | Surface | Reclamation | Surface_Reclamation_Al Unimpaired | Surface_Reclamation_Al Unimpaired | Reclamation
Upper Guyandotte River | 2173 | WV1020625 | 003 | Gilbert Creek | OGU-47 | Gilbert Creek | WVOG-89 | 37.5712 | -81.9076 | FRASURE CREEK MINING, LLC |  | 2002-11-26 | 19.05 | 0 | 19.05 | 0 | 0 | 0 | 0 | 0 | 0 | Unimpaired - Delete | Al Unimpaired | Surface | Reclamation | Surface_Reclamation_Al Unimpaired | Surface_Reclamation_Al Unimpaired | Reclamation
Upper Guyandotte River | 2175 | WV1020625 | 031 | Gilbert Creek | OGU-47-L | Right Fork/Gilbert Creek | WVOG-89-E | 37.5646 | -81.8969 | FRASURE CREEK MINING, LLC |  | 2010-04-26 | 0.2 | 0 | 0.2 | 0 | 0 | 0 | 0 | 0 | 0 | Unimpaired - Delete | Al Unimpaired | Surface | Reclamation | Surface_Reclamation_Al Unimpaired | Surface_Reclamation_Al Unimpaired | Reclamation
Upper Guyandotte River | 2175 | WV1020625 | 032 | Gilbert Creek | OGU-47-L | Right Fork/Gilbert Creek | WVOG-89-E | 37.5637 | -81.8982 | FRASURE CREEK MINING, LLC |  | 2010-04-26 | 4.1 | 0 | 4.1 | 0 | 0 | 0 | 0 | 0 | 0 | Unimpaired - Delete | Al Unimpaired | Surface | Reclamation | Surface_Reclamation_Al Unimpaired | Surface_Reclamation_Al Unimpaired | Reclamation
Upper Guyandotte River | 2175 | WV1020625 | 033 | Gilbert Creek | OGU-47-L | Right Fork/Gilbert Creek | WVOG-89-E | 37.5673 | -81.8991 | FRASURE CREEK MINING, LLC |  | 2010-04-26 | 8.8 | 0 | 8.8 | 0 | 0 | 0 | 0 | 0 | 0 | Unimpaired - Delete | Al Unimpaired | Surface | Reclamation | Surface_Reclamation_Al Unimpaired | Surface_Reclamation_Al Unimpaired | Reclamation
Upper Guyandotte River | 2175 | WV1020625 | 034 | Gilbert Creek | OGU-47-L | Right Fork/Gilbert Creek | WVOG-89-E | 37.5684 | -81.8977 | FRASURE CREEK MINING, LLC |  | 2010-04-26 | 4 | 0 | 4 | 0 | 0 | 0 | 0 | 0 | 0 | Unimpaired - Delete | Al Unimpaired | Surface | Reclamation | Surface_Reclamation_Al Unimpaired | Surface_Reclamation_Al Unimpaired | Reclamation
Upper Guyandotte River | 2175 | WV1020625 | 035 | Gilbert Creek | OGU-47-L | Right Fork/Gilbert Creek | WVOG-89-E | 37.5694 | -81.8941 | FRASURE CREEK MINING, LLC |  | 2010-04-26 | 3.3 | 0 | 3.3 | 0 | 0 | 0 | 0 | 0 | 0 | Unimpaired - Delete | Al Unimpaired | Surface | Reclamation | Surface_Reclamation_Al Unimpaired | Surface_Reclamation_Al Unimpaired | Reclamation
Upper Guyandotte River | 2173 | WV1020625 | 036 | Gilbert Creek | OGU-47 | Gilbert Creek | WVOG-89 | 37.5708 | -81.8954 | FRASURE CREEK MINING, LLC |  | 2010-04-26 | 1.8 | 0 | 1.8 | 0 | 0 | 0 | 0 | 0 | 0 | Unimpaired - Delete | Al Unimpaired | Surface | Reclamation | Surface_Reclamation_Al Unimpaired | Surface_Reclamation_Al Unimpaired | Reclamation
Upper Guyandotte River | 2173 | WV1020625 | 037 | Gilbert Creek | OGU-47 | Gilbert Creek | WVOG-89 | 37.5707 | -81.8965 | FRASURE CREEK MINING, LLC |  | 2010-04-26 | 3.8 | 0 | 3.8 | 0 | 0 | 0 | 0 | 0 | 0 | Unimpaired - Delete | Al Unimpaired | Surface | Reclamation | Surface_Reclamation_Al Unimpaired | Surface_Reclamation_Al Unimpaired | Reclamation
Upper Guyandotte River | 2173 | WV1020625 | 038 | Gilbert Creek | OGU-47 | Gilbert Creek | WVOG-89 | 37.573 | -81.8968 | FRASURE CREEK MINING, LLC |  | 2010-04-26 | 2.5 | 0 | 2.5 | 0 | 0 | 0 | 0 | 0 | 0 | Unimpaired - Delete | Al Unimpaired | Surface | Reclamation | Surface_Reclamation_Al Unimpaired | Surface_Reclamation_Al Unimpaired | Reclamation
Upper Guyandotte River | 2173 | WV1020625 | 004 | Gilbert Creek | OGU-47 | Gilbert Creek | WVOG-89 | 37.5801 | -81.906 | FRASURE CREEK MINING, LLC |  | 2002-11-26 | 5.1 | 13.95 | 19.05 | 0 | 0 | 0 | 0 | 0 | 0 | Unimpaired - Delete | Al Unimpaired | Surface | Reclamation | Surface_Reclamation_Al Unimpaired | Surface_Reclamation_Al Unimpaired | Reclamation
Upper Guyandotte River | 2173 | WV1020625 | 041 | Gilbert Creek | OGU-47 | Gilbert Creek | WVOG-89 | 37.5782 | -81.9035 | FRASURE CREEK MINING, LLC |  | 2010-04-26 | 2.2 | 0 | 2.2 | 0 | 0 | 0 | 0 | 0 | 0 | Unimpaired - Delete | Al Unimpaired | Surface | Reclamation | Surface_Reclamation_Al Unimpaired | Surface_Reclamation_Al Unimpaired | Reclamation
Upper Guyandotte River | 2173 | WV1020625 | 042 | Gilbert Creek | OGU-47 | Gilbert Creek | WVOG-89 | 37.5784 | -81.9029 | FRASURE CREEK MINING, LLC |  | 2010-04-26 | 5.3 | 0 | 5.3 | 0 | 0 | 0 | 0 | 0 | 0 | Unimpaired - Delete | Al Unimpaired | Surface | Reclamation | Surface_Reclamation_Al Unimpaired | Surface_Reclamation_Al Unimpaired | Reclamation
Upper Guyandotte River | 2173 | WV1020625 | 005 | Gilbert Creek | OGU-47 | Gilbert Creek | WVOG-89 | 37.5778 | -81.9035 | FRASURE CREEK MINING, LLC |  | 2002-11-26 | 10.1 | 0 | 10.1 | 0 | 0 | 0 | 0 | 0 | 0 | Unimpaired - Delete | Al Unimpaired | Surface | Reclamation | Surface_Reclamation_Al Unimpaired | Surface_Reclamation_Al Unimpaired | Reclamation
Upper Guyandotte River | 2173 | WV1020625 | 007 | Gilbert Creek | OGU-47 | Gilbert Creek | WVOG-89 | 37.5712 | -81.8964 | FRASURE CREEK MINING, LLC |  | 2002-11-26 | 9.9 | 0 | 9.9 | 0 | 0 | 0 | 0 | 0 | 0 | Unimpaired - Delete | Al Unimpaired | Surface | Reclamation | Surface_Reclamation_Al Unimpaired | Surface_Reclamation_Al Unimpaired | Reclamation
Upper Guyandotte River | 1060 | WV1020692 | 001 | Island Creek | OGU-1-T | Pine Creek | WVOG-65-H | 37.7346 | -82.0831 | COAL-MAC, INC. DBA PHOENIX COAL-MAC MINING, INC. |  | 2005-04-12 | 148.7 | 12.54 | 161.24 | 0 | 0 | 0 | 0 | 0 | 0 | Unimpaired - Delete | Al Unimpaired | Surface | Reclamation | Surface_Reclamation_Al Unimpaired | Surface_Reclamation_Al Unimpaired | Reclamation
Upper Guyandotte River | 1060 | WV1020692 | 027 | Island Creek | OGU-1-T | Pine Creek | WVOG-65-H | 37.7354 | -82.0835 | COAL-MAC, INC. DBA PHOENIX COAL-MAC MINING, INC. |  | 2013-06-27 | 74.41 | 96.94 | 171.35 | 0 | 0 | 0 | 0 | 0 | 0 | Unimpaired - Delete | Al Unimpaired | Surface | Reclamation | Surface_Reclamation_Al Unimpaired | Surface_Reclamation_Al Unimpaired | Reclamation
Upper Guyandotte River | 5097 | WV1021711 | 009 | Stonecoal Creek | OGU-141-B | Tommy Creek | WVOG-139-A | 37.6148 | -81.2845 | POCAHONTAS COAL COMPANY LLC |  | 2005-03-28 | 4.19 | 0 | 4.19 | 0 | 0 | 0 | 0 | 0 | 0 | Unimpaired - Delete | No Al | Surface | Reclamation | Surface_Reclamation_No Al | Surface_Reclamation_No Al | Reclamation
Upper Guyandotte River | 5097 | WV1021711 | 010 | Stonecoal Creek | OGU-141-B | Tommy Creek | WVOG-139-A | 37.6123 | -81.2843 | POCAHONTAS COAL COMPANY LLC |  | 2005-03-28 | 3.57 | 0 | 3.57 | 0 | 0 | 0 | 0 | 0 | 0 | Unimpaired - Delete | No Al | Surface | Reclamation | Surface_Reclamation_No Al | Surface_Reclamation_No Al | Reclamation
Upper Guyandotte River | 5097 | WV1021711 | 011 | Stonecoal Creek | OGU-141-B | Tommy Creek | WVOG-139-A | 37.6109 | -81.2832 | POCAHONTAS COAL COMPANY LLC |  | 2005-03-28 | 6.96 | 0 | 6.96 | 0 | 0 | 0 | 0 | 0 | 0 | Unimpaired - Delete | No Al | Surface | Reclamation | Surface_Reclamation_No Al | Surface_Reclamation_No Al | Reclamation
Upper Guyandotte River | 5097 | WV1021711 | 012 | Stonecoal Creek | OGU-141-B | Tommy Creek | WVOG-139-A | 37.6082 | -81.2843 | POCAHONTAS COAL COMPANY LLC |  | 2005-03-28 | 2.57 | 0 | 2.57 | 0 | 0 | 0 | 0 | 0 | 0 | Unimpaired - Delete | No Al | Surface | Reclamation | Surface_Reclamation_No Al | Surface_Reclamation_No Al | Reclamation
Upper Guyandotte River | 5097 | WV1021711 | 013 | Stonecoal Creek | OGU-141-B | Tommy Creek | WVOG-139-A | 37.6062 | -81.2818 | POCAHONTAS COAL COMPANY LLC |  | 2005-03-28 | 7.94 | 0 | 7.94 | 0 | 0 | 0 | 0 | 0 | 0 | Unimpaired - Delete | No Al | Surface | Reclamation | Surface_Reclamation_No Al | Surface_Reclamation_No Al | Reclamation
Upper Guyandotte River | 5097 | WV1021711 | 014 | Stonecoal Creek | OGU-141-B | Tommy Creek | WVOG-139-A | 37.6087 | -81.2765 | POCAHONTAS COAL COMPANY LLC |  | 2005-03-28 | 7.69 | 0 | 7.69 | 0 | 0 | 0 | 0 | 0 | 0 | Unimpaired - Delete | No Al | Surface | Reclamation | Surface_Reclamation_No Al | Surface_Reclamation_No Al | Reclamation
Upper Guyandotte River | 5097 | WV1021711 | 015 | Stonecoal Creek | OGU-141-B | Tommy Creek | WVOG-139-A | 37.6109 | -81.2745 | POCAHONTAS COAL COMPANY LLC |  | 2005-03-28 | 1.61 | 0 | 1.61 | 0 | 0 | 0 | 0 | 0 | 0 | Unimpaired - Delete | No Al | Surface | Reclamation | Surface_Reclamation_No Al | Surface_Reclamation_No Al | Reclamation
Upper Guyandotte River | 5097 | WV1021711 | 017 | Stonecoal Creek | OGU-141-B | Tommy Creek | WVOG-139-A | 37.6093 | -81.2737 | POCAHONTAS COAL COMPANY LLC |  | 2005-03-28 | 9.16 | 0 | 9.16 | 0 | 0 | 0 | 0 | 0 | 0 | Unimpaired - Delete | No Al | Surface | Reclamation | Surface_Reclamation_No Al | Surface_Reclamation_No Al | Reclamation
Upper Guyandotte River | 5097 | WV1021711 | 018 | Stonecoal Creek | OGU-141-B | Tommy Creek | WVOG-139-A | 37.6082 | -81.274 | POCAHONTAS COAL COMPANY LLC |  | 2006-11-30 | 4.69 | 10.54 | 15.23 | 0 | 0 | 0 | 0 | 0 | 0 | Unimpaired - Delete | No Al | Surface | Reclamation | Surface_Reclamation_No Al | Surface_Reclamation_No Al | Reclamation
Upper Guyandotte River | 5097 | WV1021711 | 019 | Stonecoal Creek | OGU-141-B | Tommy Creek | WVOG-139-A | 37.6054 | -81.2737 | POCAHONTAS COAL COMPANY LLC |  | 2008-06-25 | 2.47 | 5.92 | 8.39 | 0 | 0 | 0 | 0 | 0 | 0 | Unimpaired - Delete | No Al | Surface | Reclamation | Surface_Reclamation_No Al | Surface_Reclamation_No Al | Reclamation
Upper Guyandotte River | 5097 | WV1021711 | 005 | Stonecoal Creek | OGU-141-B | Tommy Creek | WVOG-139-A | 37.6151 | -81.2684 | POCAHONTAS COAL COMPANY LLC |  | 2005-03-28 | 9.72 | 45.85 | 55.57 | 0 | 0 | 0 | 0 | 0 | 0 | Unimpaired - Delete | No Al | Surface | Reclamation | Surface_Reclamation_No Al | Surface_Reclamation_No Al | Reclamation
Upper Guyandotte River | 5097 | WV1021711 | 008 | Stonecoal Creek | OGU-141-B | Tommy Creek | WVOG-139-A | 37.6159 | -81.287 | POCAHONTAS COAL COMPANY LLC |  | 2005-03-28 | 5 | 0 | 5 | 0 | 0 | 0 | 0 | 0 | 0 | Unimpaired - Delete | No Al | Surface | Reclamation | Surface_Reclamation_No Al | Surface_Reclamation_No Al | Reclamation
Upper Guyandotte River | 5099 | WV1022369 | 015 | Stonecoal Creek | OGU-141-B | Tommy Creek | WVOG-139-A | 37.5971 | -81.2573 | POCAHONTAS COAL COMPANY LLC |  | 2009-04-06 | 11.88 | 9.73 | 21.61 | 0 | 0 | 0 | 0 | 0 | 0 | Unimpaired - Delete | No Al | Surface | Reclamation | Surface_Reclamation_No Al | Surface_Reclamation_No Al | Reclamation
Upper Guyandotte River | 5100 | WV1022369 | 018 | Stonecoal Creek | OGU-141-B-8 | Lefthand Fork/Tommy Creek | WVOG-139-A-3 | 37.6055 | -81.2467 | POCAHONTAS COAL COMPANY LLC |  | 2009-04-06 | 9.5 | 25.35 | 34.85 | 0 | 0 | 0 | 0 | 0 | 0 | Unimpaired - Delete | No Al | Surface | Reclamation | Surface_Reclamation_No Al | Surface_Reclamation_No Al | Reclamation
Upper Guyandotte River | 5098 | WV1022369 | 001 | Stonecoal Creek | OGU-141-B-4 | Bragg Branch | WVOG-139-A-1 | 37.6154 | -81.2529 | POCAHONTAS COAL COMPANY LLC |  | 2009-04-06 | 17.32 | 20.67 | 37.99 | 0 | 0 | 0 | 0 | 0 | 0 | Unimpaired - Delete | No Al | Surface | Reclamation | Surface_Reclamation_No Al | Surface_Reclamation_No Al | Reclamation
Upper Guyandotte River | 5100 | WV1022369 | 019 | Stonecoal Creek | OGU-141-B-8 | Lefthand Fork/Tommy Creek | WVOG-139-A-3 | 37.6072 | -81.2411 | POCAHONTAS COAL COMPANY LLC |  | 2009-04-06 | 6.67 | 11.66 | 18.33 | 0 | 0 | 0 | 0 | 0 | 0 | Unimpaired - Delete | No Al | Surface | Reclamation | Surface_Reclamation_No Al | Surface_Reclamation_No Al | Reclamation
Upper Guyandotte River | 5100 | WV1022369 | 020 | Stonecoal Creek | OGU-141-B-8 | Lefthand Fork/Tommy Creek | WVOG-139-A-3 | 37.6087 | -81.239 | POCAHONTAS COAL COMPANY LLC |  | 2009-04-06 | 19.98 | 13.2 | 33.18 | 0 | 0 | 0 | 0 | 0 | 0 | Unimpaired - Delete | No Al | Surface | Reclamation | Surface_Reclamation_No Al | Surface_Reclamation_No Al | Reclamation
Upper Guyandotte River | 5100 | WV1022369 | 021 | Stonecoal Creek | OGU-141-B-8 | Lefthand Fork/Tommy Creek | WVOG-139-A-3 | 37.607 | -81.2348 | POCAHONTAS COAL COMPANY LLC |  | 2009-04-06 | 7.45 | 13.08 | 20.53 | 0 | 0 | 0 | 0 | 0 | 0 | Unimpaired - Delete | No Al | Surface | Reclamation | Surface_Reclamation_No Al | Surface_Reclamation_No Al | Reclamation
Upper Guyandotte River | 5108 | WV1022369 | 023 | Stonecoal Creek | OGU-141 | Stonecoal Creek | WVOG-139 | 37.6212 | -81.2582 | POCAHONTAS COAL COMPANY LLC |  | 2009-04-06 | 13.61 | 96.86 | 110.47 | 0 | 0 | 0 | 0 | 0 | 0 | Unimpaired - Delete | Al Unimpaired | Surface | Reclamation | Surface_Reclamation_Al Unimpaired | Surface_Reclamation_Al Unimpaired | Reclamation
Upper Guyandotte River | 5108 | WV1022369 | 024 | Stonecoal Creek | OGU-141 | Stonecoal Creek | WVOG-139 | 37.6221 | -81.2482 | POCAHONTAS COAL COMPANY LLC |  | 2009-04-06 | 7.3 | 22.48 | 29.78 | 0 | 0 | 0 | 0 | 0 | 0 | Unimpaired - Delete | Al Unimpaired | Surface | Reclamation | Surface_Reclamation_Al Unimpaired | Surface_Reclamation_Al Unimpaired | Reclamation
Upper Guyandotte River | 5109 | WV1022369 | 025 | Stonecoal Creek | OGU-141-L | Pines Creek | WVOG-139-D | 37.6226 | -81.2415 | POCAHONTAS COAL COMPANY LLC |  | 2009-04-06 | 1.16 | 5.18 | 6.34 | 0 | 0 | 0 | 0 | 0 | 0 | Unimpaired - Delete | Al Unimpaired | Surface | Reclamation | Surface_Reclamation_Al Unimpaired | Surface_Reclamation_Al Unimpaired | Reclamation
Upper Guyandotte River | 5098 | WV1022369 | 026 | Stonecoal Creek | OGU-141-B-4 | Bragg Branch | WVOG-139-A-1 | 37.6162 | -81.2365 | POCAHONTAS COAL COMPANY LLC |  | 2009-04-06 | 1.61 | 13.07 | 14.68 | 0 | 0 | 0 | 0 | 0 | 0 | Unimpaired - Delete | No Al | Surface | Reclamation | Surface_Reclamation_No Al | Surface_Reclamation_No Al | Reclamation
Upper Guyandotte River | 5098 | WV1022369 | 027 | Stonecoal Creek | OGU-141-B-4 | Bragg Branch | WVOG-139-A-1 | 37.5971 | -81.2626 | POCAHONTAS COAL COMPANY LLC |  | 2009-04-06 | 13.41 | 19.6 | 33.01 | 0 | 0 | 0 | 0 | 0 | 0 | Unimpaired - Delete | No Al | Surface | Reclamation | Surface_Reclamation_No Al | Surface_Reclamation_No Al | Reclamation
Upper Guyandotte River | 5098 | WV1022369 | 002 | Stonecoal Creek | OGU-141-B-4 | Bragg Branch | WVOG-139-A-1 | 37.6184 | -81.2501 | POCAHONTAS COAL COMPANY LLC |  | 2009-04-06 | 5.86 | 7.06 | 12.92 | 0 | 0 | 0 | 0 | 0 | 0 | Unimpaired - Delete | No Al | Surface | Reclamation | Surface_Reclamation_No Al | Surface_Reclamation_No Al | Reclamation
Upper Guyandotte River | 5099 | WV1022369 | 029 | Stonecoal Creek | OGU-141-B | Tommy Creek | WVOG-139-A | 37.5946 | -81.2626 | POCAHONTAS COAL COMPANY LLC |  | 2009-04-06 | 12.41 | 20.47 | 32.88 | 0 | 0 | 0 | 0 | 0 | 0 | Unimpaired - Delete | No Al | Surface | Reclamation | Surface_Reclamation_No Al | Surface_Reclamation_No Al | Reclamation
Upper Guyandotte River | 5098 | WV1022369 | 030 | Stonecoal Creek | OGU-141-B-4 | Bragg Branch | WVOG-139-A-1 | 37.6076 | -81.2584 | POCAHONTAS COAL COMPANY LLC |  | 2009-04-06 | 14.47 | 8.23 | 22.7 | 0 | 0 | 0 | 0 | 0 | 0 | Unimpaired - Delete | No Al | Surface | Reclamation | Surface_Reclamation_No Al | Surface_Reclamation_No Al | Reclamation
Upper Guyandotte River | 5098 | WV1022369 | 033 | Stonecoal Creek | OGU-141-B-4 | Bragg Branch | WVOG-139-A-1 | 37.6109 | -81.2309 | POCAHONTAS COAL COMPANY LLC |  | 2009-04-06 | 3.09 | 35.4 | 38.49 | 0 | 0 | 0 | 0 | 0 | 0 | Unimpaired - Delete | No Al | Surface | Reclamation | Surface_Reclamation_No Al | Surface_Reclamation_No Al | Reclamation
Upper Guyandotte River | 5098 | WV1022369 | 035 | Stonecoal Creek | OGU-141-B-4 | Bragg Branch | WVOG-139-A-1 | 37.6132 | -81.2359 | POCAHONTAS COAL COMPANY LLC |  | 2009-04-06 | 4.28 | 10.04 | 14.32 | 0 | 0 | 0 | 0 | 0 | 0 | Unimpaired - Delete | No Al | Surface | Reclamation | Surface_Reclamation_No Al | Surface_Reclamation_No Al | Reclamation
Upper Guyandotte River | 5098 | WV1022369 | 038 | Stonecoal Creek | OGU-141-B-4 | Bragg Branch | WVOG-139-A-1 | 37.619 | -81.2468 | POCAHONTAS COAL COMPANY LLC |  | 2009-04-06 | 5.48 | 15.22 | 20.7 | 0 | 0 | 0 | 0 | 0 | 0 | Unimpaired - Delete | No Al | Surface | Reclamation | Surface_Reclamation_No Al | Surface_Reclamation_No Al | Reclamation
Upper Guyandotte River | 5098 | WV1022369 | 003 | Stonecoal Creek | OGU-141-B-4 | Bragg Branch | WVOG-139-A-1 | 37.6162 | -81.2487 | POCAHONTAS COAL COMPANY LLC |  | 2009-04-06 | 10.92 | 11.2 | 22.12 | 0 | 0 | 0 | 0 | 0 | 0 | Unimpaired - Delete | No Al | Surface | Reclamation | Surface_Reclamation_No Al | Surface_Reclamation_No Al | Reclamation
Upper Guyandotte River | 5098 | WV1022369 | 039 | Stonecoal Creek | OGU-141-B-4 | Bragg Branch | WVOG-139-A-1 | 37.6175 | -81.2478 | POCAHONTAS COAL COMPANY LLC |  | 2009-04-06 | 7.17 | 30.74 | 37.91 | 0 | 0 | 0 | 0 | 0 | 0 | Unimpaired - Delete | No Al | Surface | Reclamation | Surface_Reclamation_No Al | Surface_Reclamation_No Al | Reclamation
Upper Guyandotte River | 5098 | WV1022369 | 004 | Stonecoal Creek | OGU-141-B-4 | Bragg Branch | WVOG-139-A-1 | 37.6157 | -81.2437 | POCAHONTAS COAL COMPANY LLC |  | 2009-04-06 | 18.06 | 25.63 | 43.69 | 0 | 0 | 0 | 0 | 0 | 0 | Unimpaired - Delete | No Al | Surface | Reclamation | Surface_Reclamation_No Al | Surface_Reclamation_No Al | Reclamation
Upper Guyandotte River | 5098 | WV1022369 | 005 | Stonecoal Creek | OGU-141-B-4 | Bragg Branch | WVOG-139-A-1 | 37.6151 | -81.2382 | POCAHONTAS COAL COMPANY LLC |  | 2009-04-06 | 7.56 | 13.43 | 20.99 | 0 | 0 | 0 | 0 | 0 | 0 | Unimpaired - Delete | No Al | Surface | Reclamation | Surface_Reclamation_No Al | Surface_Reclamation_No Al | Reclamation
Upper Guyandotte River | 5098 | WV1022369 | 008 | Stonecoal Creek | OGU-141-B-4 | Bragg Branch | WVOG-139-A-1 | 37.6129 | -81.2401 | POCAHONTAS COAL COMPANY LLC |  | 2009-04-06 | 11.67 | 11.81 | 23.48 | 0 | 0 | 0 | 0 | 0 | 0 | Unimpaired - Delete | No Al | Surface | Reclamation | Surface_Reclamation_No Al | Surface_Reclamation_No Al | Reclamation
Upper Guyandotte River | 2174 | WV1022946 | 012 | Gilbert Creek | OGU-47-K | Lefthand Fork/Gilbert Creek | WVOG-89-F | 37.5646 | -81.8598 | FRASURE CREEK MINING, LLC |  | 2007-09-28 | 26.06 | 3.57 | 29.63 | 0 | 0 | 0 | 0 | 0 | 0 | Unimpaired - Delete | Al Unimpaired | Surface | Reclamation | Surface_Reclamation_Al Unimpaired | Surface_Reclamation_Al Unimpaired | Reclamation
Upper Guyandotte River | 2179 | WV1022946 | 014 | Guyandotte River (Upper) | OGU-52 | White Oak Branch | WVOG-91 | 37.5662 | -81.859 | FRASURE CREEK MINING, LLC |  | 2007-09-28 | 5.6 | 0 | 5.6 | 0 | 0 | 0 | 0 | 0 | 0 | Unimpaired - Delete | Al Unimpaired | Surface | Reclamation | Surface_Reclamation_Al Unimpaired | Surface_Reclamation_Al Unimpaired | Reclamation
Upper Guyandotte River | 2179 | WV1022946 | 017 | Guyandotte River (Upper) | OGU-52 | White Oak Branch | WVOG-91 | 37.5651 | -81.8496 | FRASURE CREEK MINING, LLC |  | 2007-09-28 | 3.17 | 1.58 | 4.75 | 0 | 0 | 0 | 0 | 0 | 0 | Unimpaired - Delete | Al Unimpaired | Surface | Reclamation | Surface_Reclamation_Al Unimpaired | Surface_Reclamation_Al Unimpaired | Reclamation
Upper Guyandotte River | 2179 | WV1022946 | 018 | Guyandotte River (Upper) | OGU-52 | White Oak Branch | WVOG-91 | 37.5665 | -81.8476 | FRASURE CREEK MINING, LLC |  | 2007-09-28 | 3.17 | 1.58 | 4.75 | 0 | 0 | 0 | 0 | 0 | 0 | Unimpaired - Delete | Al Unimpaired | Surface | Reclamation | Surface_Reclamation_Al Unimpaired | Surface_Reclamation_Al Unimpaired | Reclamation
Upper Guyandotte River | 2174 | WV1022946 | 020 | Gilbert Creek | OGU-47-K | Lefthand Fork/Gilbert Creek | WVOG-89-F | 37.5601 | -81.8596 | FRASURE CREEK MINING, LLC |  | 2007-09-28 | 5.72 | 1.15 | 6.87 | 0 | 0 | 0 | 0 | 0 | 0 | Unimpaired - Delete | Al Unimpaired | Surface | Reclamation | Surface_Reclamation_Al Unimpaired | Surface_Reclamation_Al Unimpaired | Reclamation
Upper Guyandotte River | 2174 | WV1022946 | 021 | Gilbert Creek | OGU-47-K | Lefthand Fork/Gilbert Creek | WVOG-89-F | 37.5607 | -81.8607 | FRASURE CREEK MINING, LLC |  | 2007-09-28 | 5.72 | 1.15 | 6.87 | 0 | 0 | 0 | 0 | 0 | 0 | Unimpaired - Delete | Al Unimpaired | Surface | Reclamation | Surface_Reclamation_Al Unimpaired | Surface_Reclamation_Al Unimpaired | Reclamation
Upper Guyandotte River | 2184 | WV1022946 | 032 | Little Huff Creek | OGU-54-C-5 | Trace Fork | WVOG-92-B-1 | 37.5596 | -81.8548 | FRASURE CREEK MINING, LLC |  | 2007-09-28 | 4.16 | 3.59 | 7.75 | 0 | 0 | 0 | 0 | 0 | 0 | Unimpaired - Delete | Al Unimpaired | Surface | Reclamation | Surface_Reclamation_Al Unimpaired | Surface_Reclamation_Al Unimpaired | Reclamation
Upper Guyandotte River | 2184 | WV1022946 | 033 | Little Huff Creek | OGU-54-C-5 | Trace Fork | WVOG-92-B-1 | 37.5571 | -81.8557 | FRASURE CREEK MINING, LLC |  | 2007-09-28 | 4.16 | 3.59 | 7.75 | 0 | 0 | 0 | 0 | 0 | 0 | Unimpaired - Delete | Al Unimpaired | Surface | Reclamation | Surface_Reclamation_Al Unimpaired | Surface_Reclamation_Al Unimpaired | Reclamation
Upper Guyandotte River | 2184 | WV1022946 | 035 | Little Huff Creek | OGU-54-C-5 | Trace Fork | WVOG-92-B-1 | 37.5646 | -81.8476 | FRASURE CREEK MINING, LLC |  | 2012-05-22 | 3.77 | 0 | 3.77 | 0 | 0 | 0 | 0 | 0 | 0 | Unimpaired - Delete | Al Unimpaired | Surface | Reclamation | Surface_Reclamation_Al Unimpaired | Surface_Reclamation_Al Unimpaired | Reclamation
Upper Guyandotte River | 2184 | WV1022946 | 003 | Little Huff Creek | OGU-54-C-5 | Trace Fork | WVOG-92-B-1 | 37.564 | -81.8501 | FRASURE CREEK MINING, LLC |  | 2007-09-28 | 3.77 | 3.77 | 7.54 | 0 | 0 | 0 | 0 | 0 | 0 | Unimpaired - Delete | Al Unimpaired | Surface | Reclamation | Surface_Reclamation_Al Unimpaired | Surface_Reclamation_Al Unimpaired | Reclamation
Upper Guyandotte River | 2179 | WV1022946 | 036 | Guyandotte River (Upper) | OGU-52 | White Oak Branch | WVOG-91 | 37.5673 | -81.8462 | FRASURE CREEK MINING, LLC |  | 2012-05-22 | 3.17 | 0 | 3.17 | 0 | 0 | 0 | 0 | 0 | 0 | Unimpaired - Delete | Al Unimpaired | Surface | Reclamation | Surface_Reclamation_Al Unimpaired | Surface_Reclamation_Al Unimpaired | Reclamation
Upper Guyandotte River | 2184 | WV1022946 | 037 | Little Huff Creek | OGU-54-C-5 | Trace Fork | WVOG-92-B-1 | 37.5654 | -81.8468 | FRASURE CREEK MINING, LLC |  | 2012-05-22 | 3.77 | 0 | 3.77 | 0 | 0 | 0 | 0 | 0 | 0 | Unimpaired - Delete | Al Unimpaired | Surface | Reclamation | Surface_Reclamation_Al Unimpaired | Surface_Reclamation_Al Unimpaired | Reclamation
Upper Guyandotte River | 2184 | WV1022946 | 004 | Little Huff Creek | OGU-54-C-5 | Trace Fork | WVOG-92-B-1 | 37.5637 | -81.8509 | FRASURE CREEK MINING, LLC |  | 2007-09-28 | 3.77 | 3.77 | 7.54 | 0 | 0 | 0 | 0 | 0 | 0 | Unimpaired - Delete | Al Unimpaired | Surface | Reclamation | Surface_Reclamation_Al Unimpaired | Surface_Reclamation_Al Unimpaired | Reclamation
Upper Guyandotte River | 2184 | WV1022946 | 005 | Little Huff Creek | OGU-54-C-5 | Trace Fork | WVOG-92-B-1 | 37.5619 | -81.8545 | FRASURE CREEK MINING, LLC |  | 2007-09-28 | 5.61 | 5.61 | 11.22 | 0 | 0 | 0 | 0 | 0 | 0 | Unimpaired - Delete | Al Unimpaired | Surface | Reclamation | Surface_Reclamation_Al Unimpaired | Surface_Reclamation_Al Unimpaired | Reclamation
Upper Guyandotte River | 2174 | WV1022946 | 006 | Gilbert Creek | OGU-47-K | Lefthand Fork/Gilbert Creek | WVOG-89-F | 37.5612 | -81.8598 | FRASURE CREEK MINING, LLC |  | 2007-09-28 | 2.92 | 1.75 | 4.67 | 0 | 0 | 0 | 0 | 0 | 0 | Unimpaired - Delete | Al Unimpaired | Surface | Reclamation | Surface_Reclamation_Al Unimpaired | Surface_Reclamation_Al Unimpaired | Reclamation
Upper Guyandotte River | 2174 | WV1022946 | 007 | Gilbert Creek | OGU-47-K | Lefthand Fork/Gilbert Creek | WVOG-89-F | 37.5615 | -81.8626 | FRASURE CREEK MINING, LLC |  | 2007-09-28 | 2.92 | 1.76 | 4.68 | 0 | 0 | 0 | 0 | 0 | 0 | Unimpaired - Delete | Al Unimpaired | Surface | Reclamation | Surface_Reclamation_Al Unimpaired | Surface_Reclamation_Al Unimpaired | Reclamation
Upper Guyandotte River | 2174 | WV1022946 | 008 | Gilbert Creek | OGU-47-K | Lefthand Fork/Gilbert Creek | WVOG-89-F | 37.5621 | -81.8643 | FRASURE CREEK MINING, LLC |  | 2007-09-28 | 2.92 | 16.02 | 18.94 | 0 | 0 | 0 | 0 | 0 | 0 | Unimpaired - Delete | Al Unimpaired | Surface | Reclamation | Surface_Reclamation_Al Unimpaired | Surface_Reclamation_Al Unimpaired | Reclamation
Upper Guyandotte River | 1055 | WV1023098 | 011 | Island Creek | OGU-1-T-8 | Twin Branch | WVOG-65-H-2 | 37.737 | -82.0543 | COAL-MAC, INC. DBA PHOENIX COAL-MAC MINING, INC. |  | 2008-08-12 | 14.92 | 62.46 | 77.38 | 0 | 0 | 0 | 0 | 0 | 0 | Unimpaired - Delete | Al Unimpaired | Surface | Reclamation | Surface_Reclamation_Al Unimpaired | Surface_Reclamation_Al Unimpaired | Reclamation
Upper Guyandotte River | 1066 | WV1023098 | 019 | Island Creek | OGU-1-V | Cow Creek | WVOG-65-J | 37.7348 | -82.0429 | COAL-MAC, INC. DBA PHOENIX COAL-MAC MINING, INC. |  | 2008-08-12 | 19.82 | 3.8 | 23.62 | 0 | 0 | 0 | 0 | 0 | 0 | Unimpaired - Delete | Al Unimpaired | Surface | Reclamation | Surface_Reclamation_Al Unimpaired | Surface_Reclamation_Al Unimpaired | Reclamation
Upper Guyandotte River | 1066 | WV1023098 | 020 | Island Creek | OGU-1-V | Cow Creek | WVOG-65-J | 37.7337 | -82.0446 | COAL-MAC, INC. DBA PHOENIX COAL-MAC MINING, INC. |  | 2008-08-12 | 7.72 | 0 | 7.72 | 0 | 0 | 0 | 0 | 0 | 0 | Unimpaired - Delete | Al Unimpaired | Surface | Reclamation | Surface_Reclamation_Al Unimpaired | Surface_Reclamation_Al Unimpaired | Reclamation
Upper Guyandotte River | 1066 | WV1023098 | 021 | Island Creek | OGU-1-V | Cow Creek | WVOG-65-J | 37.7337 | -82.049 | COAL-MAC, INC. DBA PHOENIX COAL-MAC MINING, INC. |  | 2008-08-12 | 6.24 | 0 | 6.24 | 0 | 0 | 0 | 0 | 0 | 0 | Unimpaired - Delete | Al Unimpaired | Surface | Reclamation | Surface_Reclamation_Al Unimpaired | Surface_Reclamation_Al Unimpaired | Reclamation
Upper Guyandotte River | 1066 | WV1023098 | 022 | Island Creek | OGU-1-V | Cow Creek | WVOG-65-J | 37.7309 | -82.051 | COAL-MAC, INC. DBA PHOENIX COAL-MAC MINING, INC. |  | 2008-08-12 | 21.97 | 6.88 | 28.85 | 0 | 0 | 0 | 0 | 0 | 0 | Unimpaired - Delete | Al Unimpaired | Surface | Reclamation | Surface_Reclamation_Al Unimpaired | Surface_Reclamation_Al Unimpaired | Reclamation
Upper Guyandotte River | 1066 | WV1023098 | 023 | Island Creek | OGU-1-V | Cow Creek | WVOG-65-J | 37.7298 | -82.0465 | COAL-MAC, INC. DBA PHOENIX COAL-MAC MINING, INC. |  | 2008-08-12 | 8.73 | 0 | 8.73 | 0 | 0 | 0 | 0 | 0 | 0 | Unimpaired - Delete | Al Unimpaired | Surface | Reclamation | Surface_Reclamation_Al Unimpaired | Surface_Reclamation_Al Unimpaired | Reclamation
Upper Guyandotte River | 1066 | WV1023098 | 024 | Island Creek | OGU-1-V | Cow Creek | WVOG-65-J | 37.727 | -82.046 | COAL-MAC, INC. DBA PHOENIX COAL-MAC MINING, INC. |  | 2008-08-12 | 3.01 | 0 | 3.01 | 0 | 0 | 0 | 0 | 0 | 0 | Unimpaired - Delete | Al Unimpaired | Surface | Reclamation | Surface_Reclamation_Al Unimpaired | Surface_Reclamation_Al Unimpaired | Reclamation
Upper Guyandotte River | 1066 | WV1023098 | 025 | Island Creek | OGU-1-V | Cow Creek | WVOG-65-J | 37.7259 | -82.0468 | COAL-MAC, INC. DBA PHOENIX COAL-MAC MINING, INC. |  | 2008-08-12 | 4.55 | 0 | 4.55 | 0 | 0 | 0 | 0 | 0 | 0 | Unimpaired - Delete | Al Unimpaired | Surface | Reclamation | Surface_Reclamation_Al Unimpaired | Surface_Reclamation_Al Unimpaired | Reclamation
Upper Guyandotte River | 1066 | WV1023098 | 026 | Island Creek | OGU-1-V | Cow Creek | WVOG-65-J | 37.7257 | -82.0493 | COAL-MAC, INC. DBA PHOENIX COAL-MAC MINING, INC. |  | 2008-08-12 | 6.52 | 0 | 6.52 | 0 | 0 | 0 | 0 | 0 | 0 | Unimpaired - Delete | Al Unimpaired | Surface | Reclamation | Surface_Reclamation_Al Unimpaired | Surface_Reclamation_Al Unimpaired | Reclamation
Upper Guyandotte River | 1066 | WV1023098 | 027 | Island Creek | OGU-1-V | Cow Creek | WVOG-65-J | 37.7273 | -82.0501 | COAL-MAC, INC. DBA PHOENIX COAL-MAC MINING, INC. |  | 2008-08-12 | 13.45 | 14.36 | 27.81 | 0 | 0 | 0 | 0 | 0 | 0 | Unimpaired - Delete | Al Unimpaired | Surface | Reclamation | Surface_Reclamation_Al Unimpaired | Surface_Reclamation_Al Unimpaired | Reclamation
Upper Guyandotte River | 1066 | WV1023098 | 028 | Island Creek | OGU-1-V | Cow Creek | WVOG-65-J | 37.7282 | -82.0526 | COAL-MAC, INC. DBA PHOENIX COAL-MAC MINING, INC. |  | 2008-08-12 | 14.36 | 7.4 | 21.76 | 0 | 0 | 0 | 0 | 0 | 0 | Unimpaired - Delete | Al Unimpaired | Surface | Reclamation | Surface_Reclamation_Al Unimpaired | Surface_Reclamation_Al Unimpaired | Reclamation
Upper Guyandotte River | 1066 | WV1023098 | 031 | Island Creek | OGU-1-V | Cow Creek | WVOG-65-J | 37.7254 | -82.0593 | COAL-MAC, INC. DBA PHOENIX COAL-MAC MINING, INC. |  | 2008-08-12 | 3.93 | 8.77 | 12.7 | 0 | 0 | 0 | 0 | 0 | 0 | Unimpaired - Delete | Al Unimpaired | Surface | Reclamation | Surface_Reclamation_Al Unimpaired | Surface_Reclamation_Al Unimpaired | Reclamation
Upper Guyandotte River | 1066 | WV1023098 | 032 | Island Creek | OGU-1-V | Cow Creek | WVOG-65-J | 37.7262 | -82.0621 | COAL-MAC, INC. DBA PHOENIX COAL-MAC MINING, INC. |  | 2008-08-12 | 13.82 | 16.43 | 30.25 | 0 | 0 | 0 | 0 | 0 | 0 | Unimpaired - Delete | Al Unimpaired | Surface | Reclamation | Surface_Reclamation_Al Unimpaired | Surface_Reclamation_Al Unimpaired | Reclamation
Upper Guyandotte River | 1055 | WV1023098 | 033 | Island Creek | OGU-1-T-8 | Twin Branch | WVOG-65-H-2 | 37.7345 | -82.0526 | COAL-MAC, INC. DBA PHOENIX COAL-MAC MINING, INC. |  | 2013-02-08 | 32.91 | 1.04 | 33.95 | 0 | 0 | 0 | 0 | 0 | 0 | Unimpaired - Delete | Al Unimpaired | Surface | Reclamation | Surface_Reclamation_Al Unimpaired | Surface_Reclamation_Al Unimpaired | Reclamation
Upper Guyandotte River | 1055 | WV1023098 | 034 | Island Creek | OGU-1-T-8 | Twin Branch | WVOG-65-H-2 | 37.7368 | -82.0457 | COAL-MAC, INC. DBA PHOENIX COAL-MAC MINING, INC. |  | 2013-02-08 | 29.28 | 0 | 29.28 | 0 | 0 | 0 | 0 | 0 | 0 | Unimpaired - Delete | Al Unimpaired | Surface | Reclamation | Surface_Reclamation_Al Unimpaired | Surface_Reclamation_Al Unimpaired | Reclamation
Upper Guyandotte River | 5097 | WV1024469 | 009 | Stonecoal Creek | OGU-141-B | Tommy Creek | WVOG-139-A | 37.5921 | -81.2754 | POCAHONTAS COAL COMPANY LLC |  | 2011-03-04 | 4.73 | 0 | 4.73 | 0 | 0 | 0 | 0 | 0 | 0 | Unimpaired - Delete | No Al | Surface | Reclamation | Surface_Reclamation_No Al | Surface_Reclamation_No Al | Reclamation
Upper Guyandotte River | 5097 | WV1024469 | 010 | Stonecoal Creek | OGU-141-B | Tommy Creek | WVOG-139-A | 37.5954 | -81.2762 | POCAHONTAS COAL COMPANY LLC |  | 2011-03-04 | 15.55 | 0 | 15.55 | 0 | 0 | 0 | 0 | 0 | 0 | Unimpaired - Delete | No Al | Surface | Reclamation | Surface_Reclamation_No Al | Surface_Reclamation_No Al | Reclamation
Upper Guyandotte River | 5097 | WV1024469 | 011 | Stonecoal Creek | OGU-141-B | Tommy Creek | WVOG-139-A | 37.5959 | -81.2787 | POCAHONTAS COAL COMPANY LLC |  | 2011-03-04 | 21.33 | 0 | 21.33 | 0 | 0 | 0 | 0 | 0 | 0 | Unimpaired - Delete | No Al | Surface | Reclamation | Surface_Reclamation_No Al | Surface_Reclamation_No Al | Reclamation
Upper Guyandotte River | 5097 | WV1024469 | 012 | Stonecoal Creek | OGU-141-B | Tommy Creek | WVOG-139-A | 37.599 | -81.2862 | POCAHONTAS COAL COMPANY LLC |  | 2011-03-04 | 46.05 | 0 | 46.05 | 0 | 0 | 0 | 0 | 0 | 0 | Unimpaired - Delete | No Al | Surface | Reclamation | Surface_Reclamation_No Al | Surface_Reclamation_No Al | Reclamation
Upper Guyandotte River | 5097 | WV1024469 | 013 | Stonecoal Creek | OGU-141-B | Tommy Creek | WVOG-139-A | 37.6029 | -81.2882 | POCAHONTAS COAL COMPANY LLC |  | 2011-03-04 | 17.27 | 0 | 17.27 | 0 | 0 | 0 | 0 | 0 | 0 | Unimpaired - Delete | No Al | Surface | Reclamation | Surface_Reclamation_No Al | Surface_Reclamation_No Al | Reclamation
Upper Guyandotte River | 5096 | WV1024469 | 014 | Stonecoal Creek | OGU-141-B | Tommy Creek | WVOG-139-A | 37.604 | -81.2907 | POCAHONTAS COAL COMPANY LLC |  | 2011-03-04 | 28.3 | 0 | 28.3 | 0 | 0 | 0 | 0 | 0 | 0 | Unimpaired - Delete | No Al | Surface | Reclamation | Surface_Reclamation_No Al | Surface_Reclamation_No Al | Reclamation
Upper Guyandotte River | 5097 | WV1024469 | 015 | Stonecoal Creek | OGU-141-B | Tommy Creek | WVOG-139-A | 37.5904 | -81.269 | POCAHONTAS COAL COMPANY LLC |  | 2011-03-04 | 4.72 | 0 | 4.72 | 0 | 0 | 0 | 0 | 0 | 0 | Unimpaired - Delete | No Al | Surface | Reclamation | Surface_Reclamation_No Al | Surface_Reclamation_No Al | Reclamation
Upper Guyandotte River | 5101 | WV1024469 | 016 | Stonecoal Creek | OGU-141-B | Tommy Creek | WVOG-139-A | 37.5879 | -81.2201 | POCAHONTAS COAL COMPANY LLC |  | 2015-06-24 | 3.17 | 10.93 | 14.1 | 0 | 0 | 0 | 0 | 0 | 0 | Unimpaired - Delete | No Al | Surface | Reclamation | Surface_Reclamation_No Al | Surface_Reclamation_No Al | Reclamation
Upper Guyandotte River | 5099 | WV1024469 | 001 | Stonecoal Creek | OGU-141-B | Tommy Creek | WVOG-139-A | 37.5887 | -81.2604 | POCAHONTAS COAL COMPANY LLC |  | 2011-03-04 | 37.88 | 0 | 37.88 | 0 | 0 | 0 | 0 | 0 | 0 | Unimpaired - Delete | No Al | Surface | Reclamation | Surface_Reclamation_No Al | Surface_Reclamation_No Al | Reclamation
Upper Guyandotte River | 5101 | WV1024469 | 017 | Stonecoal Creek | OGU-141-B | Tommy Creek | WVOG-139-A | 37.5876 | -81.222 | POCAHONTAS COAL COMPANY LLC |  | 2015-06-24 | 0.9 | 1.71 | 2.61 | 0 | 0 | 0 | 0 | 0 | 0 | Unimpaired - Delete | No Al | Surface | Reclamation | Surface_Reclamation_No Al | Surface_Reclamation_No Al | Reclamation
Upper Guyandotte River | 5101 | WV1024469 | 018 | Stonecoal Creek | OGU-141-B | Tommy Creek | WVOG-139-A | 37.5868 | -81.2276 | POCAHONTAS COAL COMPANY LLC |  | 2015-06-24 | 2.51 | 1.42 | 3.93 | 0 | 0 | 0 | 0 | 0 | 0 | Unimpaired - Delete | No Al | Surface | Reclamation | Surface_Reclamation_No Al | Surface_Reclamation_No Al | Reclamation
Upper Guyandotte River | 5101 | WV1024469 | 019 | Stonecoal Creek | OGU-141-B | Tommy Creek | WVOG-139-A | 37.5859 | -81.2307 | POCAHONTAS COAL COMPANY LLC |  | 2015-06-24 | 4.08 | 16.08 | 20.16 | 0 | 0 | 0 | 0 | 0 | 0 | Unimpaired - Delete | No Al | Surface | Reclamation | Surface_Reclamation_No Al | Surface_Reclamation_No Al | Reclamation
Upper Guyandotte River | 5101 | WV1024469 | 020 | Stonecoal Creek | OGU-141-B | Tommy Creek | WVOG-139-A | 37.5857 | -81.2326 | POCAHONTAS COAL COMPANY LLC |  | 2015-06-24 | 5 | 17.77 | 22.77 | 0 | 0 | 0 | 0 | 0 | 0 | Unimpaired - Delete | No Al | Surface | Reclamation | Surface_Reclamation_No Al | Surface_Reclamation_No Al | Reclamation
Upper Guyandotte River | 5101 | WV1024469 | 021 | Stonecoal Creek | OGU-141-B | Tommy Creek | WVOG-139-A | 37.584 | -81.2368 | POCAHONTAS COAL COMPANY LLC |  | 2015-06-24 | 2.89 | 13.94 | 16.83 | 0 | 0 | 0 | 0 | 0 | 0 | Unimpaired - Delete | No Al | Surface | Reclamation | Surface_Reclamation_No Al | Surface_Reclamation_No Al | Reclamation
Upper Guyandotte River | 5101 | WV1024469 | 022 | Stonecoal Creek | OGU-141-B | Tommy Creek | WVOG-139-A | 37.5837 | -81.2382 | POCAHONTAS COAL COMPANY LLC |  | 2015-06-24 | 0.81 | 0.98 | 1.79 | 0 | 0 | 0 | 0 | 0 | 0 | Unimpaired - Delete | No Al | Surface | Reclamation | Surface_Reclamation_No Al | Surface_Reclamation_No Al | Reclamation
Upper Guyandotte River | 5101 | WV1024469 | 024 | Stonecoal Creek | OGU-141-B | Tommy Creek | WVOG-139-A | 37.5898 | -81.2448 | POCAHONTAS COAL COMPANY LLC |  | 2015-06-24 | 10.65 | 29.77 | 40.42 | 0 | 0 | 0 | 0 | 0 | 0 | Unimpaired - Delete | No Al | Surface | Reclamation | Surface_Reclamation_No Al | Surface_Reclamation_No Al | Reclamation
Upper Guyandotte River | 5099 | WV1024469 | 025 | Stonecoal Creek | OGU-141-B | Tommy Creek | WVOG-139-A | 37.5904 | -81.2526 | POCAHONTAS COAL COMPANY LLC |  | 2015-06-24 | 7.86 | 15.85 | 23.71 | 0 | 0 | 0 | 0 | 0 | 0 | Unimpaired - Delete | No Al | Surface | Reclamation | Surface_Reclamation_No Al | Surface_Reclamation_No Al | Reclamation
Upper Guyandotte River | 5099 | WV1024469 | 026 | Stonecoal Creek | OGU-141-B | Tommy Creek | WVOG-139-A | 37.5889 | -81.2515 | POCAHONTAS COAL COMPANY LLC |  | 2015-06-24 | 5.93 | 2.97 | 8.9 | 0 | 0 | 0 | 0 | 0 | 0 | Unimpaired - Delete | No Al | Surface | Reclamation | Surface_Reclamation_No Al | Surface_Reclamation_No Al | Reclamation
Upper Guyandotte River | 5099 | WV1024469 | 027 | Stonecoal Creek | OGU-141-B | Tommy Creek | WVOG-139-A | 37.5865 | -81.2526 | POCAHONTAS COAL COMPANY LLC |  | 2015-06-24 | 3.24 | 48.86 | 52.1 | 0 | 0 | 0 | 0 | 0 | 0 | Unimpaired - Delete | No Al | Surface | Reclamation | Surface_Reclamation_No Al | Surface_Reclamation_No Al | Reclamation
Upper Guyandotte River | 5099 | WV1024469 | 028 | Stonecoal Creek | OGU-141-B | Tommy Creek | WVOG-139-A | 37.5854 | -81.2537 | POCAHONTAS COAL COMPANY LLC |  | 2015-06-24 | 5.8 | 18.78 | 24.58 | 0 | 0 | 0 | 0 | 0 | 0 | Unimpaired - Delete | No Al | Surface | Reclamation | Surface_Reclamation_No Al | Surface_Reclamation_No Al | Reclamation
Upper Guyandotte River | 5099 | WV1024469 | 029 | Stonecoal Creek | OGU-141-B | Tommy Creek | WVOG-139-A | 37.5843 | -81.2557 | POCAHONTAS COAL COMPANY LLC |  | 2015-06-24 | 3.59 | 56.31 | 59.9 | 0 | 0 | 0 | 0 | 0 | 0 | Unimpaired - Delete | No Al | Surface | Reclamation | Surface_Reclamation_No Al | Surface_Reclamation_No Al | Reclamation
Upper Guyandotte River | 5099 | WV1024469 | 030 | Stonecoal Creek | OGU-141-B | Tommy Creek | WVOG-139-A | 37.5868 | -81.2582 | POCAHONTAS COAL COMPANY LLC |  | 2015-06-24 | 6.27 | 4.31 | 10.58 | 0 | 0 | 0 | 0 | 0 | 0 | Unimpaired - Delete | No Al | Surface | Reclamation | Surface_Reclamation_No Al | Surface_Reclamation_No Al | Reclamation
Upper Guyandotte River | 5101 | WV1024469 | 023 | Stonecoal Creek | OGU-141-B | Tommy Creek | WVOG-139-A | 37.5857 | -81.2404 | POCAHONTAS COAL COMPANY LLC |  | 2015-06-24 | 3.78 | 2.75 | 6.53 | 0 | 0 | 0 | 0 | 0 | 0 | Unimpaired - Delete | No Al | Surface | Reclamation | Surface_Reclamation_No Al | Surface_Reclamation_No Al | Reclamation
Upper Guyandotte River | 5097 | WV1024469 | 005 | Stonecoal Creek | OGU-141-B | Tommy Creek | WVOG-139-A | 37.5896 | -81.2693 | POCAHONTAS COAL COMPANY LLC |  | 2011-03-04 | 41.56 | 0 | 41.56 | 0 | 0 | 0 | 0 | 0 | 0 | Unimpaired - Delete | No Al | Surface | Reclamation | Surface_Reclamation_No Al | Surface_Reclamation_No Al | Reclamation
Upper Guyandotte River | 5097 | WV1024469 | 006 | Stonecoal Creek | OGU-141-B | Tommy Creek | WVOG-139-A | 37.5873 | -81.2704 | POCAHONTAS COAL COMPANY LLC |  | 2011-03-04 | 12.69 | 0 | 12.69 | 0 | 0 | 0 | 0 | 0 | 0 | Unimpaired - Delete | No Al | Surface | Reclamation | Surface_Reclamation_No Al | Surface_Reclamation_No Al | Reclamation
Upper Guyandotte River | 5097 | WV1024469 | 007 | Stonecoal Creek | OGU-141-B | Tommy Creek | WVOG-139-A | 37.5907 | -81.272 | POCAHONTAS COAL COMPANY LLC |  | 2011-03-04 | 12.69 | 0 | 12.69 | 0 | 0 | 0 | 0 | 0 | 0 | Unimpaired - Delete | No Al | Surface | Reclamation | Surface_Reclamation_No Al | Surface_Reclamation_No Al | Reclamation
Upper Guyandotte River | 5097 | WV1024469 | 008 | Stonecoal Creek | OGU-141-B | Tommy Creek | WVOG-139-A | 37.5912 | -81.2754 | POCAHONTAS COAL COMPANY LLC |  | 2011-03-04 | 34.01 | 0 | 34.01 | 0 | 0 | 0 | 0 | 0 | 0 | Unimpaired - Delete | No Al | Surface | Reclamation | Surface_Reclamation_No Al | Surface_Reclamation_No Al | Reclamation
Upper Guyandotte River | 2051 | WV1025163 | 005 | Rich Creek | OGU-18 | Rich Creek | WVOG-73 | 37.7312 | -81.9332 | WVDEP OFFICE OF SPECIAL RECLAMATION |  | 2012-09-25 | 1 | 0 | 1 | 0 | 0 | 0 | 0 | 0 | 0 | Unimpaired - Delete | Al Unimpaired | Surface | Reclamation | Surface_Reclamation_Al Unimpaired | Surface_Reclamation_Al Unimpaired | Reclamation
Upper Guyandotte River | 5058 | WV1026780 | 003 | Slab Fork | OGU-132-L | UNT/Slab Fork RM 7.96 | WVOG-134-D.5 | 37.6565 | -81.3823 | MABEN COAL LLC |  | 2014-11-03 | 0 | 0 | 0 | 0.95 | 1.64 | 0 | 0 | 2 | 4 | Unimpaired - Delete | No Al | Surface | Reclamation | Surface_Reclamation_No Al | Surface_Reclamation_No Al | Reclamation

## Construction Stormwater
Project Name | SUBID | TMDL_SHED | NHD Code | FINALNAME2 | WV Code | Permit ID | Subtype Description | Facility Name | Responsible Party Name | issuedate | expiredate | t_c_desc | statusflag | perm_type | latitude | longitude | start_date | end_date | resp_id | rstream | rs_code | Disturbed Acres
Upper Guyandotte River | 5025 | Barkers Creek | OGU-128 | Barkers Creek | WVOG-131 | WVR107098 | Storm Water Construction (GP) | Eastern Wyoming PSD - Bud/Alpoca | EASTERN WYOMING PSD | 2014/10/21 | 2018/01/03 | New | O | Industrial | 37.5372 | -81.3806 | 2014/10/21 | NA | 494460749 | Barker's Creek/Guyandotte River/Ohio River | OG-131 | 7.55
Upper Guyandotte River | 2199 | Little Huff Creek | OGU-54 | Little Huff Creek | WVOG-92 | WVR310258 | Storm Water Construction (NOI OOG) | Huff Creek CS Facility Enhancement Demolition | COLUMBIA GAS TRANSMISSION, LLC | 2014/04/22 | 2018/05/13 | New | O | Industrial | 37.5511 | -81.7872 | 2014/04/22 | NA | 307032 | UNT/ Little Huff Ck/ Guyandotte R/ Upper Guyandotte R | OG-92 | 2.05
Upper Guyandotte River | 4079 | Pinnacle Creek | OGU-108 | Pinnacle Creek | WVOG-124 | WVR108276 | Storm Water Construction (NOI) | Pinnacle Creek Truck Scales | KEN & COY ROCK CO., INC. | 2016/05/05 | 2017/05/05 | New | O | Industrial | 37.5564 | -81.5083 | 2016/05/05 | NA | 494469714 | Pinnacle Ck/ Guyandotte R | OG-124 | 1.39
Upper Guyandotte River | 5077 | Big Branch | OGU-138 | Big Branch | WVOG-136 | WVR106766 | Storm Water Construction (GP) | Barkers Ridge Phase I | EASTERN WYOMING PSD | 2013/12/13 | 2018/01/03 | New | O | Industrial | 37.5597 | -81.348 | 2013/12/13 | NA | 494460749 | UNT/Big Branch/Guyandotte River/Ohio River | OG-136 | 31.27
Upper Guyandotte River | 5070 | Guyandotte River (Upper) | OGU | Guyandotte River (upper) | WVOG-up | WVR106651 | Storm Water Construction (GP) | Blackeagle #2 Refuse Pile | WVDEP OFFICE OF ABANDONED MINE LANDS & RECLAMATION | 2013/07/29 | 2018/01/03 | Modified | O | Industrial | 37.5736 | -81.3653 | 2013/07/29 | NA | 346854 | Guyandotte R/ Ohio R | OG | 8
Upper Guyandotte River | 4049 | Guyandotte River (Upper) | OGU | Guyandotte River (upper) | WVOG-up | WVR310705 | Storm Water Construction (NOI OOG) | TL-569 Pipeline Replacement | DOMINION TRANSMISSION, INC. | 2016/06/15 | 2017/06/15 | New | O | Industrial | 37.5917 | -81.6164 | 2016/06/15 | NA | 307048 | Guyandotte R/ Ohio R | og | 1.82
Upper Guyandotte River | 5072 | Allen Creek | OGU-136 | Allen Creek | WVOG-135 | WVR107936 | Storm Water Construction (GP) | Coalfields Expressway - Mullens to E. of Co. 12/1 | BIZZACK CONSTRUCTION, LLC | 2015/11/04 | 2018/01/03 | New | O | Industrial | 37.6069 | -81.3617 | 2015/11/04 | NA | 494505386 | Terry BR/Slab Fork/Guyandotte R - Allen CK/Guyandotte R | OG-134-A | 163
Upper Guyandotte River | 5051 | Slab Fork | OGU-132 | Slab Fork | WVOG-134 | WVR106767 | Storm Water Construction (GP) | Otsego/Pierpoint/Maben Water Extension | EASTERN WYOMING PSD | 2013/12/13 | 2018/01/03 | New | O | Industrial | 37.6099 | -81.3765 | 2013/12/13 | NA | 494460749 | Slab Fork/Guyandotte River/Ohio River | OG-134 | 17.64
Upper Guyandotte River | 2172 | Gilbert Creek | OGU-47-F | Adams Fork | WVOG-89-C.3 | WVR104286 | Storm Water Construction (NOI) | SURFACE MINE NO. 2 | PREMIUM ENERGY, LLC | 2009/03/19 | 2012/12/04 | Reinstated | O | Industrial | 37.6111 | -81.9289 | 2009/03/19 | NA | 494476259 | UNT/ Gilbert Ck/ Guyandotte R | OG-89 | 1.26
Upper Guyandotte River | 2172 | Gilbert Creek | OGU-47-F | Adams Fork | WVOG-89-C.3 | WVR105509 | Storm Water Construction (GP) | TRANSGAS COAL TO GASOLINE PLANT | TRANSGAS DEVELOPMENT SYSTEMS, LLC | 2011/06/17 | 2018/01/03 | New | O | Industrial | 37.6117 | -81.9264 | 2011/06/17 | NA | 494489842 | UNT/ Gilbert Ck/ Guyandotte R/ Ohio R | OG-89 | 177.7
Upper Guyandotte River | 2161 | Gilbert Creek | OGU-47 | Gilbert Creek | WVOG-89 | WVR105575 | Storm Water Construction (GP) | HORSEPEN-GILBERT CREEK-BROWNING FORK WATER MAIN EXT. | GILBERT, TOWN OF | 2011/07/29 | 2018/01/03 | New | O | Industrial | 37.6178 | -81.8822 | 2011/07/29 | NA | 303891 | Gilbert Ck/ Guyandotte R/ Ohio R | OG-89 | 22
Upper Guyandotte River | 5074 | Allen Creek | OGU-136 | Allen Creek | WVOG-135 | WVR106943 | Storm Water Construction (GP) | WVDOH Coalfields Expressway | BIZZACK CONSTRUCTION, LLC | 2014/04/11 | 2018/01/03 | New | O | Industrial | 37.6247 | -81.3362 | 2014/04/11 | NA | 494505386 | Allen Ck/Gyandotte River | OG-135 | 67.35
Upper Guyandotte River | 5106 | Stonecoal Creek | OGU-141 | Stonecoal Creek | WVOG-139 | WVR106595 | Storm Water Construction (GP) | Mullens-Sophia 46 kV Relocation | APPALACHIAN POWER CO DBA AEP | 2013/05/09 | 2018/01/03 | New | O | Industrial | 37.6271 | -81.289 | 2013/05/09 | NA | 494461677 | Stonecoal Ck/ Guyandotte R | OG-138-A1 | 9.1
Upper Guyandotte River | 4069 | Rockcastle Creek | OGU-107-F | Marsh Fork | WVOG-123-C | WVR106891 | Storm Water Construction (NOI) | Baileysville-Bolt Emergency Repair | APPALACHIAN POWER CO DBA AEP | 2014/02/18 | 2018/01/03 | New | O | Industrial | 37.634 | -81.5426 | 2014/02/18 | NA | 494461677 | UNT/ Marsh Fk/ Rockcastle Ck/Guyandotte R/ | OG-110- A-2 | 2.3
Upper Guyandotte River | 5110 | Stonecoal Creek | OGU-141 | Stonecoal Creek | WVOG-139 | WVR104654 | Storm Water Construction (GP) | Stonecoal Creek #2 Refuse Removal Project | POCAHONTAS COAL COMPANY LLC | 2009/11/25 | 2012/12/04 | New | O | Industrial | 37.6372 | -81.2419 | 2009/11/25 | NA | 494476287 | UNT/ Stonecoal Ck/ Winding Gulf/ Guyandotte R/ Ohio R | OG-138 | 9.73
Upper Guyandotte River | 5107 | Stonecoal Creek | OGU-141-H | Farley Branch | WVOG-139-C | WVR108589 | Storm Water Construction (NOI) | Riffe Branch Burning Refuse Ph. II | WVDEP OFFICE OF ABANDONED MINE LANDS & RECLAMATION | 2017/03/16 | 2018/01/03 | New | O | Industrial | 37.6378 | -81.2667 | 2017/03/16 | NA | 346854 | UNT / Farley Br / Stonecoal Ck / Guyandotte R / Ohio R | OG-138_A-1_B | 2.47
Upper Guyandotte River | 2168 | Gilbert Creek | OGU-47-B | Horsepen Creek | WVOG-89-B | WVR104603 | Storm Water Construction (NOI) | GILBERT HIGH SCHOOL TRACK | MINGO COUNTY BOARD OF EDUCATION | 2009/08/14 | 2012/12/04 | New | O | Industrial | 37.6361 | -81.9147 | 2009/08/14 | NA | 302614 | HORSEPEN CK of GILBERT CK of GUYANDOTTE RIVER | OG-89-B | 2.16
Upper Guyandotte River | 2152 | Guyandotte River (Upper) | OGU | Guyandotte River (upper) | WVOG-up | WVR107468 | Storm Water Construction (GP) | Huff Creek - Wharncliffe 46kV Line Repair | APPALACHIAN POWER CO DBA AEP | 2015/05/28 | 2018/01/03 | New | O | Industrial | 37.6391 | -81.8546 | 2015/05/28 | NA | 494461677 | Orchard Branch/Guyandotte River | OG-85 | 7.8
Upper Guyandotte River | 5110 | Stonecoal Creek | OGU-141 | Stonecoal Creek | WVOG-139 | WVR103482 | Storm Water Construction (GP) | Stonecoal Creek Refuse Removal Project | POCAHONTAS COAL COMPANY LLC | 2008/02/21 | 2018/01/03 | Renewed | O | Industrial | 37.6456 | -81.2194 | 2008/02/21 | NA | 494476287 | Stonecoal Crk/ Tommy Crk/ Guyandotte R/ Ohio R | OG-138-A | 8.93
Upper Guyandotte River | 5074 | Allen Creek | OGU-136 | Allen Creek | WVOG-135 | WVR104593 | Storm Water Construction (GP) | COALFIELDS (HELEN-ALLEN CREEK) | WV DIVISION OF HIGHWAYS | 2009/10/09 | 2012/12/04 | New | O | Industrial | 37.6469 | -81.3411 | 2009/10/09 | NA | 301859 | ALLEN CREEK OF UPPER GUANDOTTE RIVER | OG-135 | 139.14
Upper Guyandotte River | 2149 | Spice Creek | OGU-36 | Spice Creek | WVOG-82 | WVR106757 | Storm Water Construction (NOI) | Spice Creek (Grimmett) LS | WVDEP OFFICE OF ABANDONED MINE LANDS & RECLAMATION | 2013/09/13 | 2018/01/03 | New | O | Industrial | 37.6447 | -81.8375 | 2013/09/13 | NA | 346854 | UNT/Spice Creek/Guyandotte River/Ohio River | 05070101 | 2.9
Upper Guyandotte River | 5057 | Slab Fork | OGU-132 | Slab Fork | WVOG-134 | WVR106753 | Storm Water Construction (NOI) | Stream "A" Establishment Project | CARBON RESOURCES DEVELOPMENT INC | 2013/09/06 | 2018/01/03 | New | O | Industrial | 37.6478 | -81.3892 | 2013/09/06 | NA | 494493429 | Slab Fork/Guyandotte River/Ohio River | 05070101 | 2.8
Upper Guyandotte River | 3006 | Reedy Branch | OGU-70-L | Reedy Branch | WVOGC-8 | WVR108337 | Storm Water Construction (GP) | Wyoming 765kV Station Expansion | AEP WEST VIRGINIA TRANSMISSION COMPANY, INC. | 2016/07/26 | 2018/01/03 | New | O | Industrial | 37.6577 | -81.6774 | 2016/07/26 | NA | 494508943 | Reedy Branch/Rockhouse Branch/Guyandotte River | OGC-8 | 4.26
Upper Guyandotte River | 5115 | Winding Gulf | OGU-142 | Winding Gulf | WVOG-138 | WVR104099 | Storm Water Construction (GP) | McAlpin Eroding Dump-Phase III Refuse | STOTESBURY DEVELOPMENT CO., LLC | 2009/02/05 | 2018/01/03 | Renewed | O | Industrial | 37.6664 | -81.3031 | 2009/02/05 | NA | 494489417 | Winding Gulf/ Guyandotte R/ Ohio R | OG-138 | 51.34
Upper Guyandotte River | 5074 | Allen Creek | OGU-136 | Allen Creek | WVOG-135 | WVR102980 | Storm Water Construction (GP) | Allen Creek - Big Ridge | WV DIVISION OF HIGHWAYS | 2007/05/02 | 2012/12/04 | New | O | Industrial | 37.67 | -81.3333 | 2007/05/02 | NA | 301859 | UT/Allen Ck/Guyandotte R/Ohio R | OG-135 | 147
Upper Guyandotte River | 3019 | Laurel Fork | OGU-70-X-10 | Cabin Branch | WVOGC-16-C | WVR104400 | Storm Water Construction (NOI) | RAVENCLIFF-MATHENY PSD Wyoming County | COOK'S MANUFACTURING CO., INC. | 2009/04/30 | 2018/01/03 | Renewed | O | Industrial | 37.6781 | -81.575 | 2009/04/30 | NA | 318293 | LAUREL FK/ CLEAR FK/ GUYANDOTTE R | OG-100 | 1.5
Upper Guyandotte River | 5069 | Slab Fork | OGU-132 | Slab Fork | WVOG-134 | WVR108432 | Storm Water Construction (GP) | Tams Mountain - Slab Fork 138kV Line Rebuild | AEP WEST VIRGINIA TRANSMISSION COMPANY, INC. | 2016/10/18 | 2018/01/03 | New | O | Industrial | 37.6856 | -81.3228 | 2016/10/18 | NA | 494508943 | Slab Fork/Guyandotte River | OG-134 | 18.3
Upper Guyandotte River | 2145 | Elk Creek | OGU-34 | Elk Creek | WVOG-80 | WVR108424 | Storm Water Construction (NOI) | CSX Railway Upgrade | RAMACO RESOURCES LLC | 2016/09/27 | 2017/09/27 | New | O | Industrial | 37.6928 | -81.8081 | 2016/09/27 | NA | 494502750 | Elk Ck/ Upper Guyandotte R | OG-80 | 2.98
Upper Guyandotte River | 2145 | Elk Creek | OGU-34 | Elk Creek | WVOG-80 | WVR105862 | Storm Water Construction (GP) | Sugartree Branch Refuse Pile | WVDEP OFFICE OF ABANDONED MINE LANDS & RECLAMATION | 2012/02/14 | 2018/01/03 | New | O | Industrial | 37.6964 | -81.7933 | 2012/02/14 | NA | 346854 | Elk Ck/ Guyandotte R/ Ohio R | OG-80 | 10
Upper Guyandotte River | 3010 | Lower Road Branch | OGU-70-S | Lower Road Branch | WVOGC-12 | WVR108392 | Storm Water Construction (GP) | Oldhouse Branch Refuse Piles - DEP16395 | WVDEP OFFICE OF ABANDONED MINE LANDS & RECLAMATION | 2016/11/01 | 2018/01/03 | New | O | Industrial | 37.7072 | -81.6789 | 2016/11/01 | NA | 346854 | Oldhouse Branch/Lower Road Branch/Clear Fork/Guyandotte River | OGC-12-B | 24.6
Upper Guyandotte River | 3039 | Laurel Fork | OGU-70-X | Laurel Fork | WVOGC-16 | WVR108317 | Storm Water Construction (NOI) | Glen Rogers Mine Shafts | WVDEP OFFICE OF ABANDONED MINE LANDS & RECLAMATION | 2016/06/17 | 2017/06/17 | New | O | Industrial | 37.7092 | -81.4311 | 2016/06/17 | NA | 346854 | Laurel Fk/ Clear Fk/ Guyandotte R/ Ohio R | OGC-16 | 2.9
Upper Guyandotte River | 1065 | Island Creek | OGU-1-V-4 | Left Fork/Cow Creek | WVOG-65-J-3 | WVR107406 | Storm Water Construction (NOI) | Phoenix No. 4 Stream Resotoration Project | COAL-MAC, INC. DBA PHOENIX COAL-MAC MINING, INC. | 2017/01/27 | 2018/01/27 | New | O | Industrial | 37.7106 | -82.0386 | 2017/01/27 | NA | 03321 | Left Fork Cow Creek / Upper Guyandotte R | OG-65-J | 1.43
Upper Guyandotte River | 1072 | Island Creek | OGU-1-Y | Conley Branch | WVOG-65-L | WVR106941 | Storm Water Construction (GP) | Conley Branch (Whitt) Landslide | WVDEP OFFICE OF ABANDONED MINE LANDS & RECLAMATION | 2014/05/09 | 2018/01/03 | Modified | O | Industrial | 37.7113 | -81.974 | 2014/05/09 | NA | 346854 | Conley Branch/Island Creek/Guyandotte River | OG-65-L | 6.6
Upper Guyandotte River | 1065 | Island Creek | OGU-1-V-4 | Left Fork/Cow Creek | WVOG-65-J-3 | WVR107411 | Storm Water Construction (NOI) | Phoenix #3 Stream Restoration | COAL-MAC, INC. DBA PHOENIX COAL-MAC MINING, INC. | 2017/01/27 | 2018/01/27 | New | O | Industrial | 37.7117 | -82.0494 | 2017/01/27 | NA | 03321 | Lerft Fork / Cow Creek / Upper Guyandotte River | OG-65-J | 1
Upper Guyandotte River | 1066 | Island Creek | OGU-1-V | Cow Creek | WVOG-65-J | WVR106375 | Storm Water Construction (NOI) | Phoenix No. 4 Mitigation Area | COAL-MAC, INC. DBA PHOENIX COAL-MAC MINING, INC. | 2012/11/20 | 2018/01/03 | New | O | Industrial | 37.7186 | -82.0667 | 2012/11/20 | NA | 03321 | Left Fk/ Pine Ck/ Island Ck/ Guyandotte R/ Ohio R | OG-65 | 2.13
Upper Guyandotte River | 2092 | Huff Creek | OGU-28 | Huff Creek | WVOG-76 | WVR106841 | Storm Water Construction (GP) | Triadelphia Wastewater Extension | BUFFALO CREEK PSD | 2014/01/07 | 2018/01/03 | New | O | Industrial | 37.7269 | -81.8536 | 2014/01/07 | NA | 303737 | Huff Creek/Guyandotte River/Ohio River | OG-76 | 13.37
Upper Guyandotte River | 2092 | Huff Creek | OGU-28 | Huff Creek | WVOG-76 | WVR102985 | Storm Water Construction (NOI) | Addition to Man K-8 School | LOGAN COUNTY BOARD OF EDUCATION | 2007/03/09 | 2012/12/04 | Reinstated | O | Industrial | 37.7269 | -81.8553 | 2007/03/09 | NA | 331429 | Huff Ck/Guyandotte R/Ohio R | OG-76 | 1.2
Upper Guyandotte River | 2092 | Huff Creek | OGU-28 | Huff Creek | WVOG-76 | WVR106229 | Storm Water Construction (GP) | MALLORY (GIBSON) PORTALS | WVDEP OFFICE OF ABANDONED MINE LANDS & RECLAMATION | 2012/09/14 | 2018/01/03 | New | O | Industrial | 37.7272 | -81.8603 | 2012/09/14 | NA | 346854 | Huff Ck/ Guyandotte R/ Ohio R | OG-76 | 7.4
Upper Guyandotte River | 2092 | Huff Creek | OGU-28 | Huff Creek | WVOG-76 | WVR107861 | Storm Water Construction (NOI) | FMC Man | W W MCDONALD LAND CO | 2015/08/03 | 2016/08/03 | New | O | Industrial | 37.7294 | -81.8669 | 2015/08/03 | NA | 01116 | Huff Ck/ Upper Guyandotte R | OG-76 | 1.2
Upper Guyandotte River | 2096 | Huff Creek | OGU-28 | Huff Creek | WVOG-76 | WVR310176 | Storm Water Construction (OOG) | H-18733 Pipeline Relocation | DOMINION TRANSMISSION, INC. | 2014/02/14 | 2018/05/13 | New | O | Industrial | 37.7317 | -81.7842 | 2014/02/14 | NA | 307048 | Huff Creek/Guyandotte River/Ohio River | 05070101 | 3.34
Upper Guyandotte River | 1055 | Island Creek | OGU-1-T-8 | Twin Branch | WVOG-65-H-2 | WVR107408 | Storm Water Construction (NOI) | Pine Creek #1 Stream Restoration | COAL-MAC, INC. DBA PHOENIX COAL-MAC MINING, INC. | 2015/03/12 | 2018/01/03 | New | O | Industrial | 37.735 | -82.0456 | 2015/03/12 | NA | 03321 | UNT/ (Left Fork) Pine Ck/Twin Branch/ Island Ck/ Upper Guyandotte R | OG-65 | 1
Upper Guyandotte River | 1056 | Island Creek | OGU-1-T | Pine Creek | WVOG-65-H | WVR107407 | Storm Water Construction (NOI) | Phoenix No. 5 Stream Restoration Project | COAL-MAC, INC. DBA PHOENIX COAL-MAC MINING, INC. | 2017/01/27 | 2018/01/27 | New | O | Industrial | 37.738 | -82.0708 | 2017/01/27 | NA | 03321 | Pine Ck / Island Ck / Upper Guyandotte River | OG-65-H | 1.85
Upper Guyandotte River | 2059 | Buffalo Creek | OGU-27 | Buffalo Creek | WVOG-75 | WVR106560 | Storm Water Construction (GP) | Rum Creek - Beech Branch S323-10-16.20, 03 | WV DIVISION OF HIGHWAYS | 2013/07/03 | 2018/01/03 | New | O | Industrial | 37.7411 | -81.8753 | 2013/07/03 | NA | 301859 | Buffalo Ck/ Guyandotte R | OG-61 | 163.3
Upper Guyandotte River | 1048 | Island Creek | OGU-1-T | Pine Creek | WVOG-65-H | WVR107409 | Storm Water Construction (NOI) | Pine Creek #2 Stream Restoration | COAL-MAC, INC. DBA PHOENIX COAL-MAC MINING, INC. | 2017/01/27 | 2018/01/27 | New | O | Industrial | 37.7453 | -82.0344 | 2017/01/27 | NA | 03321 | UNT / Pine Ck / Island Ck / Guyandotte River | OG-65-H | 1
Upper Guyandotte River | 3047 | Crane Fork | OGU-70-AM | Crane Fork | WVOGC-26 | WVR108023 | Storm Water Construction (GP) | Crany Mine Dump | WVDEP OFFICE OF ABANDONED MINE LANDS & RECLAMATION | 2015/12/16 | 2018/01/03 | Modified | O | Industrial | 37.7506 | -81.535 | 2015/12/16 | NA | 346854 | Crane Fk/ Clear Fk/ Guyandotte Rv/ Ohio Rv | OGC-26 | 22
Upper Guyandotte River | 2056 | Guyandotte River (Upper) | OGU | Guyandotte River (upper) | WVOG-up | WVR107139 | Storm Water Construction (GP) | River Meadows Subdivision | YOST, GLENN T | 2014/09/17 | 2018/01/03 | New | O | Industrial | 37.7619 | -81.9043 | 2014/09/17 | NA | 110092 | Rich Creek/Guyandotte River | OG-73 | 9.1
Upper Guyandotte River | 2047 | Rich Creek | OGU-18 | Rich Creek | WVOG-73 | WVR105689 | Storm Water Construction (NOI) | Left Fork of Rich Creek | SNAP CREEK MINING LLC | 2011/08/11 | 2018/01/03 | New | O | Industrial | 37.7636 | -81.9269 | 2011/08/11 | NA | 494485105 | Left Fk/ Guyandotte R/ Ohio R | OG | 1.3
Upper Guyandotte River | 1044 | Island Creek | OGU-1-Q | Middle Fork/Island Creek | WVOG-65-G | WVR108564 | Storm Water Construction (GP) | Chauncey - Huff Creek 46kV Structure Replacement | APPALACHIAN POWER CO DBA AEP | 2017/02/23 | 2018/02/23 | New | O | Industrial | 37.7648 | -81.9875 | 2017/02/23 | NA | 494461677 | Middle Fork/Island Creek/Gyandotte R | OG-65-G | 14.1
Upper Guyandotte River | 2046 | Guyandotte River (Upper) | OGU | Guyandotte River (upper) | WVOG-up | WVR106738 | Storm Water Construction (NOI) | Route 10 Madison Branch Waste Site | VECELLIO & GROGAN, INC. | 2013/08/23 | 2018/01/03 | New | O | Industrial | 37.7781 | -81.9406 | 2013/08/23 | NA | 03355 | Guyandotte River/Ohio River | 05070101 | 2.8
Upper Guyandotte River | 2068 | Buffalo Creek | OGU-27 | Buffalo Creek | WVOG-75 | WVR105266 | Storm Water Construction (NOI) | Iaeger/Panther Elementary School Project | MCDOWELL COUNTY BOARD OF EDUCATION | 2010/12/21 | 2012/12/04 | New | O | Industrial | 37.7794 | -81.8183 | 2010/12/21 | NA | 363483 | Buffalo Ck/ Guyandotte R | OG-75 | 2.5
Upper Guyandotte River | 2073 | Buffalo Creek | OGU-27-J | Robinette Branch | WVOG-75-D | WVR105737 | Storm Water Construction (GP) | ROBINETTE BRANCH REFUSE PILE | WVDEP OFFICE OF ABANDONED MINE LANDS & RECLAMATION | 2011/11/09 | 2018/01/03 | Modified | O | Industrial | 37.7822 | -81.7908 | 2014/07/21 | NA | 346854 | Robinette Br/ Buffalo Ck/ Guy | OG-61 | 8.3
Upper Guyandotte River | 2075 | Buffalo Creek | OGU-27-N | Cartwright Branch | WVOG-75-E | WVR105767 | Storm Water Construction (NOI) | Cartright Branch Refuse Pile | WVDEP OFFICE OF ABANDONED MINE LANDS & RECLAMATION | 2011/10/14 | 2018/01/03 | New | O | Industrial | 37.7886 | -81.7542 | 2011/10/14 | NA | 346854 | Cart Wright Br/ Buffalo Ck/ Guyandotte R/Ohio R | OG-75 | 2.95
Upper Guyandotte River | 1043 | Island Creek | OGU-1 | Island Creek | WVOG-65 | WVR107427 | Storm Water Construction (NOI) | Switzer Ellis Drainage | WVDEP OFFICE OF ABANDONED MINE LANDS & RECLAMATION | 2015/04/01 | 2018/01/03 | New | O | Industrial | 37.7897 | -81.9942 | 2015/04/01 | NA | 346854 | Island Ck/ Lower Guyandotte R | OG | 2.6
Upper Guyandotte River | 2040 | Guyandotte River (Upper) | OGU | Guyandotte River (upper) | WVOG-up | WVR106714 | Storm Water Construction (GP) | Laurel Branch Waste Site | VECELLIO & GROGAN, INC. | 2013/10/02 | 2018/01/03 | New | O | Industrial | 37.7906 | -81.9464 | 2013/10/02 | NA | 03355 | Laurel Branch/Guyandotte R/Ohio R | OG-71 | 28
Upper Guyandotte River | 2040 | Guyandotte River (Upper) | OGU | Guyandotte River (upper) | WVOG-up | WVR106091 | Storm Water Construction (GP) | WV 10 (South of Madison-North of Davy Branch) | VECELLIO & GROGAN, INC. | 2012/08/09 | 2018/01/03 | Modified | O | Industrial | 37.7917 | -81.9478 | 2012/08/09 | NA | 03355 | Guyandotte R/ Ohio R | OG | 77
Upper Guyandotte River | 1041 | Island Creek | OGU-1 | Island Creek | WVOG-65 | WVR107432 | Storm Water Construction (NOI) | Island Creek Estates | HOUSING AUTHORITY OF MINGO COUNTY | 2015/03/27 | 2016/03/27 | New | O | Industrial | 37.7983 | -81.9844 | 2015/03/27 | NA | 494489411 | Island Ck/ Upper Guyandotte R | OG-65 | 1.85
Upper Guyandotte River | 2076 | Buffalo Creek | OGU-27 | Buffalo Creek | WVOG-75 | WVR107152 | Storm Water Construction (NOI) | Upper Buffalo Creek Stream Restoration Project | JUSTICE, JOSHUA | 2014/08/13 | 2018/01/03 | New | O | Industrial | 37.8024 | -81.75 | 2014/08/13 | NA | 494470147 | Buffalo Cr/ Guyandotte R/ Lower Guyandotte R | OG-61 | 2.92
Upper Guyandotte River | 2080 | Buffalo Creek | OGU-27 | Buffalo Creek | WVOG-75 | WVR107534 | Storm Water Construction (NOI) | Stowe (Prince) Landslide | WVDEP OFFICE OF ABANDONED MINE LANDS & RECLAMATION | 2015/06/25 | 2018/01/03 | New | O | Industrial | 37.8056 | -81.7081 | 2015/06/25 | NA | 346854 | Buffalo Ck/ Upper Guyandotte R | OG-61 | 2.9
Upper Guyandotte River | 2040 | Guyandotte River (Upper) | OGU | Guyandotte River (upper) | WVOG-up | WVR105728 | Storm Water Construction (GP) | N Davy Branch-Rum Creek S323-10-16.20 02 | WV DIVISION OF HIGHWAYS | 2011/10/14 | 2018/01/03 | New | O | Industrial | 37.8064 | -81.9339 | 2011/10/14 | NA | 301859 | Guyandotte R | OG | 62
Upper Guyandotte River | 2040 | Guyandotte River (Upper) | OGU | Guyandotte River (upper) | WVOG-up | WVR106456 | Storm Water Construction (GP) | Logan Co Westside Fill Area - WVDOH WV10 Highway | BIZZACK CONSTRUCTION, LLC | 2013/01/23 | 2018/01/03 | New | O | Industrial | 37.8103 | -81.9392 | 2013/01/23 | NA | 494505386 | Rum Creek/Guyandotte River | OG | 26.5
Upper Guyandotte River | 1029 | Island Creek | OGU-1-B-6 | Trace Fork | WVOG-65-B-4 | WVR310350 | Storm Water Construction (NOI OOG) | SM 116 Line Subsidence Monitoring | COLUMBIA GAS TRANSMISSION, LLC | 2014/08/14 | 2018/05/13 | New | O | Industrial | 37.8142 | -82.1067 | 2014/08/14 | NA | 307032 | UNT/ Dairy Hollow Ck/ Mine Fk/ Guyandotte R./ Ohio R | OG | 2.41
Upper Guyandotte River | 1033 | Island Creek | OGU-1-B-8 | Curry Branch | WVOG-65-B-5 | WVR103452 | Storm Water Construction (NOI) | Holden Water System Upgrade Proj-Contract No. 2 | LOGAN COUNTY PSD | 2007/11/08 | 2012/12/04 | New | O | Industrial | 37.8258 | -82.0819 | 2007/11/08 | NA | 494499325 | Copperas Mine Fork/Island Crk/ Guyandotte R/ Ohio R | OG-65 | 1.8
Upper Guyandotte River | 1032 | Island Creek | OGU-1-B | Copperas Mine Fork | WVOG-65-B | WVR107970 | Storm Water Construction (NOI) | Holden Elementary School | LOGAN COUNTY BOARD OF EDUCATION | 2015/11/04 | 2016/11/04 | New | O | Industrial | 37.8281 | -82.0761 | 2015/11/04 | NA | 331429 | Copperas Mine Fk/ Island Ck/ Guyandotte Rv | OG-65-B | 1.83
Upper Guyandotte River | 1028 | Island Creek | OGU-1-B | Copperas Mine Fork | WVOG-65-B | WVR103451 | Storm Water Construction (NOI) | Holden Water System Upgrade Project - Contract No. 1 | LOGAN COUNTY PSD | 2007/11/14 | 2012/12/04 | New | O | Industrial | 37.8286 | -82.045 | 2007/11/14 | NA | 494499325 | Copperas Mind Frk/ Island Crk/ Guyandotte R/ Ohio R | OG-65 | 2.5
Upper Guyandotte River | 1036 | Island Creek | OGU-1-B | Copperas Mine Fork | WVOG-65-B | WVR107442 | Storm Water Construction (GP) | Copperas Mitigation Bank | EIP CREDIT CO., LLC | 2015/04/20 | 2018/01/03 | New | O | Industrial | 37.8292 | -82.1078 | 2015/04/20 | NA | 494513366 | Copperas Mine Fork/Guyandotte River | OG-65-B | 84.5
Upper Guyandotte River | 1032 | Island Creek | OGU-1-B | Copperas Mine Fork | WVOG-65-B | WVR105279 | Storm Water Construction (GP) | HOLY SMOKE COAL | HOLY SMOKE COAL, LLC | 2011/03/01 | 2018/01/03 | Modified | O | Industrial | 37.8311 | -82.0761 | 2011/03/01 | NA | 494493984 | Copperas Mind Fk/ Island Ck/ Guyandotte R/ Ohio R | OG-65 | 24.4
Upper Guyandotte River | 1027 | Island Creek | OGU-1-B-4 | Aldrich Branch | WVOG-65-B-3 | WVR103931 | Storm Water Construction (GP) | Holden Waste Site | LA ASSOCIATES, LLC | 2008/10/23 | 2018/01/03 | Renewed | O | Industrial | 37.8358 | -82.0422 | 2008/10/23 | NA | 333816 | ALDRICH BRNCH/ COPPERS MINE FK/ ISLAND CK/ GUYANDOTTE R | OG-65 | 12.29
Upper Guyandotte River | 1039 | Island Creek | OGU-1 | Island Creek | WVOG-65 | WVR108070 | Storm Water Construction (GP) | Phase III-B1 Sanitary Sewer Extension Project | LOGAN COUNTY PSD | 2017/04/17 | 2018/04/17 | New | O | Industrial | 37.8408 | -82.0054 | 2017/04/17 | NA | 494499325 | Island Creek/Guyandotte River | OG-65 | 5.5
Upper Guyandotte River | 2001 | Guyandotte River (Upper) | OGU | Guyandotte River (upper) | WVOG-up | WVR106220 | Storm Water Construction (GP) | Guyandotte River Bridge | WV DIVISION OF HIGHWAYS | 2012/08/09 | 2018/01/03 | Modified | O | Industrial | 37.8425 | -81.9781 | 2012/08/09 | NA | 301859 | Guyandotta R/ Ohio R | OG | 13.1
Upper Guyandotte River | 1016 | Island Creek | OGU-1-B | Copperas Mine Fork | WVOG-65-B | WVR106011 | Storm Water Construction (GP) | Ridgeview/Crooked Creek Sanitary Sewer Extension | LOGAN COUNTY PSD | 2012/05/11 | 2018/01/03 | New | O | Industrial | 37.8422 | -82.0206 | 2012/05/11 | NA | 494499325 | Coppers Mine Fk, Island Ck/ Guyandotte R/ Ohio R | OG-65 | 10
Upper Guyandotte River | 1039 | Island Creek | OGU-1 | Island Creek | WVOG-65 | WVR108542 | Storm Water Construction (NOI) | Cherry Tree Bridge - S323-44-16.98 | WV DIVISION OF HIGHWAYS | 2017/01/17 | 2018/01/17 | New | O | Industrial | 37.8449 | -82.01 | 2017/01/17 | NA | 301859 | Island Ck/ Upper Guyandotte R | OG-65 | 1
Upper Guyandotte River | 1005 | Island Creek | OGU-1-B-1 | Mud Fork | WVOG-65-B-1 | WVR310448 | Storm Water Construction (OOG) | Line VM143 Replacement Project | COLUMBIA GAS TRANSMISSION, LLC | 2015/01/23 | 2018/05/13 | New | O | Industrial | 37.8481 | -82.0194 | 2015/01/23 | NA | 307032 | Mud Fk/Copperas Mine Fk/Island Crk/Guyandotte River/Ohio River | OG-65-B-1 | 4.67
Upper Guyandotte River | 1007 | Island Creek | OGU-1-B-1 | Mud Fork | WVOG-65-B-1 | WVG072347 | Storm Water Construction (GP) | Fountain Place Mall | FOUNTAIN PLACE, LLC | 2002/01/11 | 2012/12/04 | Modified | O | Industrial | 37.8483 | -82.0342 | 2002/01/11 | NA | 316056 | Mud Fork/Guyandotte River/Ohio River | OG-65-B-1 | 70
Upper Guyandotte River | 1008 | Island Creek | OGU-1-B-1-D | Ellis Branch | WVOG-65-B-1-B | WVR108460 | Storm Water Construction (GP) | Chief Logan State Park Access Road & Cabins | WV DIVISION OF NATURAL RESOURCES | 2016/12/08 | 2018/01/03 | New | O | Industrial | 37.8484 | -82.0369 | 2016/12/08 | NA | 301864 | South Fork/Crawley Creek/Guyandotte River | OG-51 | 3.75
Upper Guyandotte River | 1007 | Island Creek | OGU-1-B-1 | Mud Fork | WVOG-65-B-1 | WVR102999 | Storm Water Construction (GP) | Logan Cnty PSD West Logan/Hedgeview Wasterwater Collection System Ext. | LOGAN COUNTY PSD | 2007/04/17 | 2012/12/04 | Reinstated | O | Industrial | 37.8506 | -82.0283 | 2007/04/17 | NA | 494499325 | Mud Fk/Island Ck/Guyandotte R/Ohio R | OG-65 | 12.69
Upper Guyandotte River | 1006 | Island Creek | OGU-1-B-1-C | Lower Dempsey Branch | WVOG-65-B-1-A | WVR107459 | Storm Water Construction (GP) | Lower Dempsey Mitigation Bank | EIP CREDIT CO., LLC | 2015/05/11 | 2018/01/03 | Modified | O | Industrial | 37.8578 | -82.0283 | 2015/05/11 | NA | 494513366 | Lower Dempsey Branch/Mud Fork/Copperas Mine Fork/Island Creek/Guyandotte River | OG-65-B-1-A | 95.78